## Sheet1
Pipe Calculation
This is a sheet for calculating pressure drop in side different sections of pipe system. This sheet work for pressured or gravitational system for fluid only(plumbing system focused).
Please enter the same way listed in the table below or may cause wrong result.
Instruction |  |  | Material input: |  | System status |  | Pipe Length: |  | Fitting Type: | LEAVE BLANK FOR PIPE
To start with, enter the piping system information into the green section |  |  | plastic |  | pressured (full pipe) |  | For pipe, enter the length. |  | angle valve | elbow 90 stdard | globe valve | pipe exit | pipe entrance rounded diameter 0.15
Enter from the beginning to the end, the same sequence as the pressure drop |  |  | copper and brass |  | non-pressured |  | For fittings, enter 0. |  | bend close return | elbow 90 long radius | meter disk or wobble | pipe entrance reentrant | tee standard through flow
Leave no blank any row except the Fitting Type list |  |  | steel | [5 empty] | butterfly valve (2 in to 8 in) | elbow 45 | meter rotary | pipe entrance sharp-edged | tee standard branch
After entering the initial value, look down to the box below |  |  | plain cast iron |  |  |  | Fitting or Pipe: |  | butterfly valve (10 in to 14 in) | gate valve fully open | meter reciprocating position | pipe entrance rounded diameter 0.02 | elbow 90 miter
Adjust the "Readjust Flow Rate" to have the "Time According to Estimate" the same as the time input |  |  | concrete |  |  |  | pipe |  | butterfly valve (16 in to 24 in) | gate valve 1/4 closed | meter turbine wheel(double flow) | pipe entrance rounded diameter 0.04 | elbow 90 miter with turning vanes
Recommend using Data/What-If Analysis/Goal Seek |  |  | galvanized iron |  |  |  | fitting |  | check valve swing fully open | gate valve 1/2 closed | sudden contractions | pipe entrance rounded diameter 0.06
|  |  | asphalted cast iron | [5 empty] | corrugated bends | gate valve 3/4 closed | sudden enlargement | pipe entrance rounded diameter 0.10
blue--back ground, orange--information, green--input, yellow--result
INPUT SECTION | [9 empty] | Result Porceeded | Result | [6 empty] | FRICTION FACTOR | [11 empty] | FITTING OR PIPE |  | K VALUE | [42 empty] | PRESSURE FINALIZATION |  |  |  |  | VALIDATION TEST |  |  |  |  | DEGREES | [59 empty] | Area(sf) | [59 empty] | Wetted Perimeter(ft) | [59 empty] | Hydraulic Radious(ft) | [59 empty] | Velocity(ft/s) | [59 empty] | Flow(cfs) | [59 empty] | Result | [64 empty] | Non-Pressured | Pressured
Pipe Number | Pipe Nom Diameter (in) | Pipe Inside Diameter (in) | Material | Pipe Length (ft) | Fitting or Pipe | Fitting Type | In Diameter (in) | Out Diameter (in) | Pipe Height In from Datum | Pipe Height Out from Datum | Pressure Loss (ft) | Pressure In (ft) | Pressure Out (ft) | Wetted Perimeter (in) | Inside area (square feet) | Inside volume (cubic feet) | Volume (Gallon) | Material number(plastic) | Material number(copper and brass) | Material number(steel) | Material number(plain cast iron) | Material number(concrete) | Material number(galvanized iron) | Material number(asphalted cast iron) | Roughness factors - ε (ft) | Relative Roughness (ft) | Velocity (ft/s) | Renolds Number | Friction Factor | Fitting or Pipe(fitting) | Fitting or Pipe(pipe) | angle valve | bend close return | butterfly valve (2 in to 8 in) | butterfly valve (10 in to 14 in) | butterfly valve (16 in to 24 in) | check valve swing fully open | corrugated bends | elbow 90 stdard | elbow 90 long radius | elbow 45 | gate valve fully open | gate valve 1/4 closed | gate valve 1/2 closed | gate valve 3/4 closed | globe valve | meter disk or wobble | meter rotary | meter reciprocating position | meter turbine wheel(double flow) | tee standard branch | tee standard through flow | elbow 90 miter | elbow 90 miter with turning vanes | Small Diameter(in) | Large Diameter(in) | β | sudden enlargement | K | sudden contractions | K | pipe exit | pipe entrance reentrant | pipe entrance sharp-edged | pipe entrance rounded diameter 0.02 | pipe entrance rounded diameter 0.04 | pipe entrance rounded diameter 0.06 | pipe entrance rounded diameter 0.10 | pipe entrance rounded diameter 0.15 | Typical Loss Coeffiences (K) | Additional K value 1 | Additional K value 2 | Final K value | Hydraulic Diameter (ft) | Pressure Loss (pipe) | Pressure Loss(fitting) | Pressure Loss | Height Displacement (ft) | Pipe Length | Pipe Invalidation Test | Water level Invalidation | Pipe size invalidation | Invalidation Result | slope(ft/ft) | 0.2 | 0.4 | 0.6 | 0.8 | 1 | 1.2 | 1.4 | 1.6 | 1.8 | 2 | 2.2 | 2.4 | 2.6 | 2.8 | 3 | 3.2 | 3.4 | 3.6 | 3.8 | 4 | 4.2 | 4.4 | 4.6 | 4.8 | 5 | 5.2 | 5.4 | 5.6 | 5.8 | 6 | 6.2 | 6.4 | 6.6 | 6.8 | 7 | 7.2 | 7.4 | 7.6 | 7.8 | 8 | 8.2 | 8.4 | 8.6 | 8.8 | 9 | 9.2 | 9.4 | 9.6 | 9.8 | 10 | 10.2 | 10.4 | 10.6 | 10.8 | 11 | 11.2 | 11.4 | 11.6 | 11.8 | 12 | 0.2 | 0.4 | 0.6 | 0.8 | 1 | 1.2 | 1.4 | 1.6 | 1.8 | 2 | 2.2 | 2.4 | 2.6 | 2.8 | 3 | 3.2 | 3.4 | 3.6 | 3.8 | 4 | 4.2 | 4.4 | 4.6 | 4.8 | 5 | 5.2 | 5.4 | 5.6 | 5.8 | 6 | 6.2 | 6.4 | 6.6 | 6.8 | 7 | 7.2 | 7.4 | 7.6 | 7.8 | 8 | 8.2 | 8.4 | 8.6 | 8.8 | 9 | 9.2 | 9.4 | 9.6 | 9.8 | 10 | 10.2 | 10.4 | 10.6 | 10.8 | 11 | 11.2 | 11.4 | 11.6 | 11.8 | 12 | 0.2 | 0.4 | 0.6 | 0.8 | 1 | 1.2 | 1.4 | 1.6 | 1.8 | 2 | 2.2 | 2.4 | 2.6 | 2.8 | 3 | 3.2 | 3.4 | 3.6 | 3.8 | 4 | 4.2 | 4.4 | 4.6 | 4.8 | 5 | 5.2 | 5.4 | 5.6 | 5.8 | 6 | 6.2 | 6.4 | 6.6 | 6.8 | 7 | 7.2 | 7.4 | 7.6 | 7.8 | 8 | 8.2 | 8.4 | 8.6 | 8.8 | 9 | 9.2 | 9.4 | 9.6 | 9.8 | 10 | 10.2 | 10.4 | 10.6 | 10.8 | 11 | 11.2 | 11.4 | 11.6 | 11.8 | 12 | 0.2 | 0.4 | 0.6 | 0.8 | 1 | 1.2 | 1.4 | 1.6 | 1.8 | 2 | 2.2 | 2.4 | 2.6 | 2.8 | 3 | 3.2 | 3.4 | 3.6 | 3.8 | 4 | 4.2 | 4.4 | 4.6 | 4.8 | 5 | 5.2 | 5.4 | 5.6 | 5.8 | 6 | 6.2 | 6.4 | 6.6 | 6.8 | 7 | 7.2 | 7.4 | 7.6 | 7.8 | 8 | 8.2 | 8.4 | 8.6 | 8.8 | 9 | 9.2 | 9.4 | 9.6 | 9.8 | 10 | 10.2 | 10.4 | 10.6 | 10.8 | 11 | 11.2 | 11.4 | 11.6 | 11.8 | 12 | 0.2 | 0.4 | 0.6 | 0.8 | 1 | 1.2 | 1.4 | 1.6 | 1.8 | 2 | 2.2 | 2.4 | 2.6 | 2.8 | 3 | 3.2 | 3.4 | 3.6 | 3.8 | 4 | 4.2 | 4.4 | 4.6 | 4.8 | 5 | 5.2 | 5.4 | 5.6 | 5.8 | 6 | 6.2 | 6.4 | 6.6 | 6.8 | 7 | 7.2 | 7.4 | 7.6 | 7.8 | 8 | 8.2 | 8.4 | 8.6 | 8.8 | 9 | 9.2 | 9.4 | 9.6 | 9.8 | 10 | 10.2 | 10.4 | 10.6 | 10.8 | 11 | 11.2 | 11.4 | 11.6 | 11.8 | 12 | 0.2 | 0.4 | 0.6 | 0.8 | 1 | 1.2 | 1.4 | 1.6 | 1.8 | 2 | 2.2 | 2.4 | 2.6 | 2.8 | 3 | 3.2 | 3.4 | 3.6 | 3.8 | 4 | 4.2 | 4.4 | 4.6 | 4.8 | 5 | 5.2 | 5.4 | 5.6 | 5.8 | 6 | 6.2 | 6.4 | 6.6 | 6.8 | 7 | 7.2 | 7.4 | 7.6 | 7.8 | 8 | 8.2 | 8.4 | 8.6 | 8.8 | 9 | 9.2 | 9.4 | 9.6 | 9.8 | 10 | 10.2 | 10.4 | 10.6 | 10.8 | 11 | 11.2 | 11.4 | 11.6 | 11.8 | 12 | 0.2 | 0.4 | 0.6 | 0.8 | 1 | 1.2 | 1.4 | 1.6 | 1.8 | 2 | 2.2 | 2.4 | 2.6 | 2.8 | 3 | 3.2 | 3.4 | 3.6 | 3.8 | 4 | 4.2 | 4.4 | 4.6 | 4.8 | 5 | 5.2 | 5.4 | 5.6 | 5.8 | 6 | 6.2 | 6.4 | 6.6 | 6.8 | 7 | 7.2 | 7.4 | 7.6 | 7.8 | 8 | 8.2 | 8.4 | 8.6 | 8.8 | 9 | 9.2 | 9.4 | 9.6 | 9.8 | 10 | 10.2 | 10.4 | 10.6 | 10.8 | 11 | 11.2 | 11.4 | 11.6 | 11.8 | 12 | Depth of Water(in) | Anglefor Depth(ft/s) | Area for Depth(ft/s) | Wetted Perimeter for Depth(ft/s) | Hydraulic Radius for Depth(ft/s) | Velocity for Depth(ft/s) | Velocity(ft/s) | P | Non-P | Actual Velocity(ft/s) | Actual Time(s) | Pressure Below 0
1 | 4 | 3.94 | plain cast iron | 30 | pipe |  | 4 | 4 | 20 | 19.6875 | 0.58939 | 25 | 24.4106 | 4.0981 | 0.084668 | 2.54 | 18.9995 | 0 | 0 | 0 | 1 | 0 | 0 | 0 | 0.008 | 0.0001692 | 6.5156 | 598288.787 | 0.014973 | 0 | 1 | 0 | 0 | 0 | 0 | 0 | 0 | 0 | 0 | 0 | 0 | 0 | 0 | 0 | 0 | 0 | 0 | 0 | 0 | 0 | 0 | 0 | 0 | 0 | 4 | 4 | 1 | 0 | 0 | 0 | 0 | 0 | 0 | 0 | 0 | 0 | 0 | 0 | 0 | 0 | 0 | 0 | 0 | 0.99169 | 0.90189 | 0 | 0.90189 | -0.3125 | 0 | 1 | 0 | 0 | 0 | 0.010417 | 52.0828 | 74.3195 | 91.8768 | 107.1303 | 121.005 | 133.9836 | 146.3631 | 158.3491 | 170.0991 | 178.2549 | 166.5907 | 154.7846 | 142.6987 | 130.1641 | 116.9538 | 102.7287 | 86.9144 | 68.3326 | 43.4615 | #NUM! | #NUM! | #NUM! | #NUM! | #NUM! | #NUM! | #NUM! | #NUM! | #NUM! | #NUM! | #NUM! | #NUM! | #NUM! | #NUM! | #NUM! | #NUM! | #NUM! | #NUM! | #NUM! | #NUM! | #NUM! | #NUM! | #NUM! | #NUM! | #NUM! | #NUM! | #NUM! | #NUM! | #NUM! | #NUM! | #NUM! | #NUM! | #NUM! | #NUM! | #NUM! | #NUM! | #NUM! | #NUM! | #NUM! | #NUM! | #NUM! | 0.0016186 | 0.0045053 | 0.0081403 | 0.012318 | 0.016909 | 0.021815 | 0.026959 | 0.03227 | 0.037688 | 0.043155 | 0.048613 | 0.054005 | 0.059273 | 0.064353 | 0.069173 | 0.073652 | 0.077683 | 0.08112 | 0.083716 | #NUM! | #NUM! | #NUM! | #NUM! | #NUM! | #NUM! | #NUM! | #NUM! | #NUM! | #NUM! | #NUM! | #NUM! | #NUM! | #NUM! | #NUM! | #NUM! | #NUM! | #NUM! | #NUM! | #NUM! | #NUM! | #NUM! | #NUM! | #NUM! | #NUM! | #NUM! | #NUM! | #NUM! | #NUM! | #NUM! | #NUM! | #NUM! | #NUM! | #NUM! | #NUM! | #NUM! | #NUM! | #NUM! | #NUM! | #NUM! | #NUM! | 0.14923 | 0.21294 | 0.26325 | 0.30695 | 0.34671 | 0.3839 | 0.41937 | 0.45371 | 0.48738 | 0.52074 | 0.55417 | 0.58799 | 0.62262 | 0.65854 | 0.69639 | 0.73715 | 0.78246 | 0.8357 | 0.90696 | #NUM! | #NUM! | #NUM! | #NUM! | #NUM! | #NUM! | #NUM! | #NUM! | #NUM! | #NUM! | #NUM! | #NUM! | #NUM! | #NUM! | #NUM! | #NUM! | #NUM! | #NUM! | #NUM! | #NUM! | #NUM! | #NUM! | #NUM! | #NUM! | #NUM! | #NUM! | #NUM! | #NUM! | #NUM! | #NUM! | #NUM! | #NUM! | #NUM! | #NUM! | #NUM! | #NUM! | #NUM! | #NUM! | #NUM! | #NUM! | #NUM! | 0.010846 | 0.021157 | 0.030922 | 0.040131 | 0.04877 | 0.056826 | 0.064284 | 0.071125 | 0.077329 | 0.082871 | 0.087722 | 0.091847 | 0.095199 | 0.097721 | 0.099332 | 0.099915 | 0.09928 | 0.097069 | 0.092303 | #NUM! | #NUM! | #NUM! | #NUM! | #NUM! | #NUM! | #NUM! | #NUM! | #NUM! | #NUM! | #NUM! | #NUM! | #NUM! | #NUM! | #NUM! | #NUM! | #NUM! | #NUM! | #NUM! | #NUM! | #NUM! | #NUM! | #NUM! | #NUM! | #NUM! | #NUM! | #NUM! | #NUM! | #NUM! | #NUM! | #NUM! | #NUM! | #NUM! | #NUM! | #NUM! | #NUM! | #NUM! | #NUM! | #NUM! | #NUM! | #NUM! | 0.57165 | 0.89244 | 1.1494 | 1.3675 | 1.5573 | 1.7244 | 1.8722 | 2.0027 | 2.1176 | 2.2176 | 2.3033 | 2.3749 | 2.4324 | 2.4751 | 2.5023 | 2.512 | 2.5014 | 2.4641 | 2.3828 | #NUM! | #NUM! | #NUM! | #NUM! | #NUM! | #NUM! | #NUM! | #NUM! | #NUM! | #NUM! | #NUM! | #NUM! | #NUM! | #NUM! | #NUM! | #NUM! | #NUM! | #NUM! | #NUM! | #NUM! | #NUM! | #NUM! | #NUM! | #NUM! | #NUM! | #NUM! | #NUM! | #NUM! | #NUM! | #NUM! | #NUM! | #NUM! | #NUM! | #NUM! | #NUM! | #NUM! | #NUM! | #NUM! | #NUM! | #NUM! | #NUM! | 0.00092528 | 0.0040207 | 0.0093561 | 0.016845 | 0.026333 | 0.037619 | 0.050471 | 0.064629 | 0.079808 | 0.095699 | 0.11197 | 0.12826 | 0.14417 | 0.15928 | 0.17309 | 0.18502 | 0.19431 | 0.19989 | 0.19948 | #NUM! | #NUM! | #NUM! | #NUM! | #NUM! | #NUM! | #NUM! | #NUM! | #NUM! | #NUM! | #NUM! | #NUM! | #NUM! | #NUM! | #NUM! | #NUM! | #NUM! | #NUM! | #NUM! | #NUM! | #NUM! | #NUM! | #NUM! | #NUM! | #NUM! | #NUM! | #NUM! | #NUM! | #NUM! | #NUM! | #NUM! | #NUM! | #NUM! | #NUM! | #NUM! | #NUM! | #NUM! | #NUM! | #NUM! | #NUM! | #NUM! | 1 | 1 | 1 | 1 | 1 | 1 | 1 | 1 | 1 | 1 | 1 | 1 | 1 | 1 | 1 | 1 | 1 | 1 | 1 | 0 | 0 | 0 | 0 | 0 | 0 | 0 | 0 | 0 | 0 | 0 | 0 | 0 | 0 | 0 | 0 | 0 | 0 | 0 | 0 | 0 | 0 | 0 | 0 | 0 | 0 | 0 | 0 | 0 | 0 | 0 | 0 | 0 | 0 | 0 | 0 | 0 | 0 | 0 | 0 | 0 | 3.94 | 0 | 0.084668 | 1.0315 | 0.082083 | 2.2035 | 4.7366 | 1 | 0 | 4.7366 | 6.3336 | 0
2 | 4 | 3.94 | plain cast iron | 0 | fitting | elbow 90 stdard | 4 | 4 |  |  | 1.807 | 24.4106 | 22.6036 | 4.0981 | 0.084668 | 0 | 0 | 0 | 0 | 0 | 1 | 0 | 0 | 0 | 0.008 | 0.0001692 | 6.5156 | 598288.787 | 0.014973 | 1 | 0 | 0 | 0 | 0 | 0 | 0 | 0 | 0 | 1 | 0 | 0 | 0 | 0 | 0 | 0 | 0 | 0 | 0 | 0 | 0 | 0 | 0 | 0 | 0 | 4 | 4 | 1 | 0 | 0 | 0 | 0 | 0 | 0 | 0 | 0 | 0 | 0 | 0 | 0 | 0.9 | 0 | 0 | 0.9 | 0.99169 | 0 | 1.807 | 1.807 | 0 | 0 | 0 | 0 | 0 | 0 |  | 52.0828 | 74.3195 | 91.8768 | 107.1303 | 121.005 | 133.9836 | 146.3631 | 158.3491 | 170.0991 | 178.2549 | 166.5907 | 154.7846 | 142.6987 | 130.1641 | 116.9538 | 102.7287 | 86.9144 | 68.3326 | 43.4615 | #NUM! | #NUM! | #NUM! | #NUM! | #NUM! | #NUM! | #NUM! | #NUM! | #NUM! | #NUM! | #NUM! | #NUM! | #NUM! | #NUM! | #NUM! | #NUM! | #NUM! | #NUM! | #NUM! | #NUM! | #NUM! | #NUM! | #NUM! | #NUM! | #NUM! | #NUM! | #NUM! | #NUM! | #NUM! | #NUM! | #NUM! | #NUM! | #NUM! | #NUM! | #NUM! | #NUM! | #NUM! | #NUM! | #NUM! | #NUM! | #NUM! | 0.0016186 | 0.0045053 | 0.0081403 | 0.012318 | 0.016909 | 0.021815 | 0.026959 | 0.03227 | 0.037688 | 0.043155 | 0.048613 | 0.054005 | 0.059273 | 0.064353 | 0.069173 | 0.073652 | 0.077683 | 0.08112 | 0.083716 | #NUM! | #NUM! | #NUM! | #NUM! | #NUM! | #NUM! | #NUM! | #NUM! | #NUM! | #NUM! | #NUM! | #NUM! | #NUM! | #NUM! | #NUM! | #NUM! | #NUM! | #NUM! | #NUM! | #NUM! | #NUM! | #NUM! | #NUM! | #NUM! | #NUM! | #NUM! | #NUM! | #NUM! | #NUM! | #NUM! | #NUM! | #NUM! | #NUM! | #NUM! | #NUM! | #NUM! | #NUM! | #NUM! | #NUM! | #NUM! | #NUM! | 0.14923 | 0.21294 | 0.26325 | 0.30695 | 0.34671 | 0.3839 | 0.41937 | 0.45371 | 0.48738 | 0.52074 | 0.55417 | 0.58799 | 0.62262 | 0.65854 | 0.69639 | 0.73715 | 0.78246 | 0.8357 | 0.90696 | #NUM! | #NUM! | #NUM! | #NUM! | #NUM! | #NUM! | #NUM! | #NUM! | #NUM! | #NUM! | #NUM! | #NUM! | #NUM! | #NUM! | #NUM! | #NUM! | #NUM! | #NUM! | #NUM! | #NUM! | #NUM! | #NUM! | #NUM! | #NUM! | #NUM! | #NUM! | #NUM! | #NUM! | #NUM! | #NUM! | #NUM! | #NUM! | #NUM! | #NUM! | #NUM! | #NUM! | #NUM! | #NUM! | #NUM! | #NUM! | #NUM! | 0.010846 | 0.021157 | 0.030922 | 0.040131 | 0.04877 | 0.056826 | 0.064284 | 0.071125 | 0.077329 | 0.082871 | 0.087722 | 0.091847 | 0.095199 | 0.097721 | 0.099332 | 0.099915 | 0.09928 | 0.097069 | 0.092303 | #NUM! | #NUM! | #NUM! | #NUM! | #NUM! | #NUM! | #NUM! | #NUM! | #NUM! | #NUM! | #NUM! | #NUM! | #NUM! | #NUM! | #NUM! | #NUM! | #NUM! | #NUM! | #NUM! | #NUM! | #NUM! | #NUM! | #NUM! | #NUM! | #NUM! | #NUM! | #NUM! | #NUM! | #NUM! | #NUM! | #NUM! | #NUM! | #NUM! | #NUM! | #NUM! | #NUM! | #NUM! | #NUM! | #NUM! | #NUM! | #NUM! | 0.57165 | 0.89244 | 1.1494 | 1.3675 | 1.5573 | 1.7244 | 1.8722 | 2.0027 | 2.1176 | 2.2176 | 2.3033 | 2.3749 | 2.4324 | 2.4751 | 2.5023 | 2.512 | 2.5014 | 2.4641 | 2.3828 | #NUM! | #NUM! | #NUM! | #NUM! | #NUM! | #NUM! | #NUM! | #NUM! | #NUM! | #NUM! | #NUM! | #NUM! | #NUM! | #NUM! | #NUM! | #NUM! | #NUM! | #NUM! | #NUM! | #NUM! | #NUM! | #NUM! | #NUM! | #NUM! | #NUM! | #NUM! | #NUM! | #NUM! | #NUM! | #NUM! | #NUM! | #NUM! | #NUM! | #NUM! | #NUM! | #NUM! | #NUM! | #NUM! | #NUM! | #NUM! | #NUM! | 0.00092528 | 0.0040207 | 0.0093561 | 0.016845 | 0.026333 | 0.037619 | 0.050471 | 0.064629 | 0.079808 | 0.095699 | 0.11197 | 0.12826 | 0.14417 | 0.15928 | 0.17309 | 0.18502 | 0.19431 | 0.19989 | 0.19948 | #NUM! | #NUM! | #NUM! | #NUM! | #NUM! | #NUM! | #NUM! | #NUM! | #NUM! | #NUM! | #NUM! | #NUM! | #NUM! | #NUM! | #NUM! | #NUM! | #NUM! | #NUM! | #NUM! | #NUM! | #NUM! | #NUM! | #NUM! | #NUM! | #NUM! | #NUM! | #NUM! | #NUM! | #NUM! | #NUM! | #NUM! | #NUM! | #NUM! | #NUM! | #NUM! | #NUM! | #NUM! | #NUM! | #NUM! | #NUM! | #NUM! | 1 | 1 | 1 | 1 | 1 | 1 | 1 | 1 | 1 | 1 | 1 | 1 | 1 | 1 | 1 | 1 | 1 | 1 | 1 | 0 | 0 | 0 | 0 | 0 | 0 | 0 | 0 | 0 | 0 | 0 | 0 | 0 | 0 | 0 | 0 | 0 | 0 | 0 | 0 | 0 | 0 | 0 | 0 | 0 | 0 | 0 | 0 | 0 | 0 | 0 | 0 | 0 | 0 | 0 | 0 | 0 | 0 | 0 | 0 | 0 | 3.94 | 0 | 0.084668 | 1.0315 | 0.082083 | 2.2035 | 4.7366 | 1 | 0 | 4.7366 | 0 | 0
3 | 4 | 3.94 | plain cast iron | 21 | pipe |  | 4 | 4 | 19.6875 | 19.4688 | 0.41257 | 22.6036 | 22.1911 | 4.0981 | 0.084668 | 1.778 | 13.2997 | 0 | 0 | 0 | 1 | 0 | 0 | 0 | 0.008 | 0.0001692 | 6.5156 | 598288.787 | 0.014973 | 0 | 1 | 0 | 0 | 0 | 0 | 0 | 0 | 0 | 0 | 0 | 0 | 0 | 0 | 0 | 0 | 0 | 0 | 0 | 0 | 0 | 0 | 0 | 0 | 0 | 4 | 4 | 1 | 0 | 0 | 0 | 0 | 0 | 0 | 0 | 0 | 0 | 0 | 0 | 0 | 0 | 0 | 0 | 0 | 0.99169 | 0.63132 | 0 | 0.63132 | -0.21875 | 0 | 1 | 0 | 0 | 0 | 0.010417 | 52.0828 | 74.3195 | 91.8768 | 107.1303 | 121.005 | 133.9836 | 146.3631 | 158.3491 | 170.0991 | 178.2549 | 166.5907 | 154.7846 | 142.6987 | 130.1641 | 116.9538 | 102.7287 | 86.9144 | 68.3326 | 43.4615 | #NUM! | #NUM! | #NUM! | #NUM! | #NUM! | #NUM! | #NUM! | #NUM! | #NUM! | #NUM! | #NUM! | #NUM! | #NUM! | #NUM! | #NUM! | #NUM! | #NUM! | #NUM! | #NUM! | #NUM! | #NUM! | #NUM! | #NUM! | #NUM! | #NUM! | #NUM! | #NUM! | #NUM! | #NUM! | #NUM! | #NUM! | #NUM! | #NUM! | #NUM! | #NUM! | #NUM! | #NUM! | #NUM! | #NUM! | #NUM! | #NUM! | 0.0016186 | 0.0045053 | 0.0081403 | 0.012318 | 0.016909 | 0.021815 | 0.026959 | 0.03227 | 0.037688 | 0.043155 | 0.048613 | 0.054005 | 0.059273 | 0.064353 | 0.069173 | 0.073652 | 0.077683 | 0.08112 | 0.083716 | #NUM! | #NUM! | #NUM! | #NUM! | #NUM! | #NUM! | #NUM! | #NUM! | #NUM! | #NUM! | #NUM! | #NUM! | #NUM! | #NUM! | #NUM! | #NUM! | #NUM! | #NUM! | #NUM! | #NUM! | #NUM! | #NUM! | #NUM! | #NUM! | #NUM! | #NUM! | #NUM! | #NUM! | #NUM! | #NUM! | #NUM! | #NUM! | #NUM! | #NUM! | #NUM! | #NUM! | #NUM! | #NUM! | #NUM! | #NUM! | #NUM! | 0.14923 | 0.21294 | 0.26325 | 0.30695 | 0.34671 | 0.3839 | 0.41937 | 0.45371 | 0.48738 | 0.52074 | 0.55417 | 0.58799 | 0.62262 | 0.65854 | 0.69639 | 0.73715 | 0.78246 | 0.8357 | 0.90696 | #NUM! | #NUM! | #NUM! | #NUM! | #NUM! | #NUM! | #NUM! | #NUM! | #NUM! | #NUM! | #NUM! | #NUM! | #NUM! | #NUM! | #NUM! | #NUM! | #NUM! | #NUM! | #NUM! | #NUM! | #NUM! | #NUM! | #NUM! | #NUM! | #NUM! | #NUM! | #NUM! | #NUM! | #NUM! | #NUM! | #NUM! | #NUM! | #NUM! | #NUM! | #NUM! | #NUM! | #NUM! | #NUM! | #NUM! | #NUM! | #NUM! | 0.010846 | 0.021157 | 0.030922 | 0.040131 | 0.04877 | 0.056826 | 0.064284 | 0.071125 | 0.077329 | 0.082871 | 0.087722 | 0.091847 | 0.095199 | 0.097721 | 0.099332 | 0.099915 | 0.09928 | 0.097069 | 0.092303 | #NUM! | #NUM! | #NUM! | #NUM! | #NUM! | #NUM! | #NUM! | #NUM! | #NUM! | #NUM! | #NUM! | #NUM! | #NUM! | #NUM! | #NUM! | #NUM! | #NUM! | #NUM! | #NUM! | #NUM! | #NUM! | #NUM! | #NUM! | #NUM! | #NUM! | #NUM! | #NUM! | #NUM! | #NUM! | #NUM! | #NUM! | #NUM! | #NUM! | #NUM! | #NUM! | #NUM! | #NUM! | #NUM! | #NUM! | #NUM! | #NUM! | 0.57165 | 0.89244 | 1.1494 | 1.3675 | 1.5573 | 1.7244 | 1.8722 | 2.0027 | 2.1176 | 2.2176 | 2.3033 | 2.3749 | 2.4324 | 2.4751 | 2.5023 | 2.512 | 2.5014 | 2.4641 | 2.3828 | #NUM! | #NUM! | #NUM! | #NUM! | #NUM! | #NUM! | #NUM! | #NUM! | #NUM! | #NUM! | #NUM! | #NUM! | #NUM! | #NUM! | #NUM! | #NUM! | #NUM! | #NUM! | #NUM! | #NUM! | #NUM! | #NUM! | #NUM! | #NUM! | #NUM! | #NUM! | #NUM! | #NUM! | #NUM! | #NUM! | #NUM! | #NUM! | #NUM! | #NUM! | #NUM! | #NUM! | #NUM! | #NUM! | #NUM! | #NUM! | #NUM! | 0.00092528 | 0.0040207 | 0.0093561 | 0.016845 | 0.026333 | 0.037619 | 0.050471 | 0.064629 | 0.079808 | 0.095699 | 0.11197 | 0.12826 | 0.14417 | 0.15928 | 0.17309 | 0.18502 | 0.19431 | 0.19989 | 0.19948 | #NUM! | #NUM! | #NUM! | #NUM! | #NUM! | #NUM! | #NUM! | #NUM! | #NUM! | #NUM! | #NUM! | #NUM! | #NUM! | #NUM! | #NUM! | #NUM! | #NUM! | #NUM! | #NUM! | #NUM! | #NUM! | #NUM! | #NUM! | #NUM! | #NUM! | #NUM! | #NUM! | #NUM! | #NUM! | #NUM! | #NUM! | #NUM! | #NUM! | #NUM! | #NUM! | #NUM! | #NUM! | #NUM! | #NUM! | #NUM! | #NUM! | 1 | 1 | 1 | 1 | 1 | 1 | 1 | 1 | 1 | 1 | 1 | 1 | 1 | 1 | 1 | 1 | 1 | 1 | 1 | 0 | 0 | 0 | 0 | 0 | 0 | 0 | 0 | 0 | 0 | 0 | 0 | 0 | 0 | 0 | 0 | 0 | 0 | 0 | 0 | 0 | 0 | 0 | 0 | 0 | 0 | 0 | 0 | 0 | 0 | 0 | 0 | 0 | 0 | 0 | 0 | 0 | 0 | 0 | 0 | 0 | 3.94 | 0 | 0.084668 | 1.0315 | 0.082083 | 2.2035 | 4.7366 | 1 | 0 | 4.7366 | 4.4335 | 0
4 | 4 | 3.94 | plain cast iron | 0 | fitting | elbow 90 stdard | 4 | 4 |  |  | 1.807 | 22.1911 | 20.3841 | 4.0981 | 0.084668 | 0 | 0 | 0 | 0 | 0 | 1 | 0 | 0 | 0 | 0.008 | 0.0001692 | 6.5156 | 598288.787 | 0.014973 | 1 | 0 | 0 | 0 | 0 | 0 | 0 | 0 | 0 | 1 | 0 | 0 | 0 | 0 | 0 | 0 | 0 | 0 | 0 | 0 | 0 | 0 | 0 | 0 | 0 | 4 | 4 | 1 | 0 | 0 | 0 | 0 | 0 | 0 | 0 | 0 | 0 | 0 | 0 | 0 | 0.9 | 0 | 0 | 0.9 | 0.99169 | 0 | 1.807 | 1.807 | 0 | 0 | 0 | 0 | 0 | 0 |  | 52.0828 | 74.3195 | 91.8768 | 107.1303 | 121.005 | 133.9836 | 146.3631 | 158.3491 | 170.0991 | 178.2549 | 166.5907 | 154.7846 | 142.6987 | 130.1641 | 116.9538 | 102.7287 | 86.9144 | 68.3326 | 43.4615 | #NUM! | #NUM! | #NUM! | #NUM! | #NUM! | #NUM! | #NUM! | #NUM! | #NUM! | #NUM! | #NUM! | #NUM! | #NUM! | #NUM! | #NUM! | #NUM! | #NUM! | #NUM! | #NUM! | #NUM! | #NUM! | #NUM! | #NUM! | #NUM! | #NUM! | #NUM! | #NUM! | #NUM! | #NUM! | #NUM! | #NUM! | #NUM! | #NUM! | #NUM! | #NUM! | #NUM! | #NUM! | #NUM! | #NUM! | #NUM! | #NUM! | 0.0016186 | 0.0045053 | 0.0081403 | 0.012318 | 0.016909 | 0.021815 | 0.026959 | 0.03227 | 0.037688 | 0.043155 | 0.048613 | 0.054005 | 0.059273 | 0.064353 | 0.069173 | 0.073652 | 0.077683 | 0.08112 | 0.083716 | #NUM! | #NUM! | #NUM! | #NUM! | #NUM! | #NUM! | #NUM! | #NUM! | #NUM! | #NUM! | #NUM! | #NUM! | #NUM! | #NUM! | #NUM! | #NUM! | #NUM! | #NUM! | #NUM! | #NUM! | #NUM! | #NUM! | #NUM! | #NUM! | #NUM! | #NUM! | #NUM! | #NUM! | #NUM! | #NUM! | #NUM! | #NUM! | #NUM! | #NUM! | #NUM! | #NUM! | #NUM! | #NUM! | #NUM! | #NUM! | #NUM! | 0.14923 | 0.21294 | 0.26325 | 0.30695 | 0.34671 | 0.3839 | 0.41937 | 0.45371 | 0.48738 | 0.52074 | 0.55417 | 0.58799 | 0.62262 | 0.65854 | 0.69639 | 0.73715 | 0.78246 | 0.8357 | 0.90696 | #NUM! | #NUM! | #NUM! | #NUM! | #NUM! | #NUM! | #NUM! | #NUM! | #NUM! | #NUM! | #NUM! | #NUM! | #NUM! | #NUM! | #NUM! | #NUM! | #NUM! | #NUM! | #NUM! | #NUM! | #NUM! | #NUM! | #NUM! | #NUM! | #NUM! | #NUM! | #NUM! | #NUM! | #NUM! | #NUM! | #NUM! | #NUM! | #NUM! | #NUM! | #NUM! | #NUM! | #NUM! | #NUM! | #NUM! | #NUM! | #NUM! | 0.010846 | 0.021157 | 0.030922 | 0.040131 | 0.04877 | 0.056826 | 0.064284 | 0.071125 | 0.077329 | 0.082871 | 0.087722 | 0.091847 | 0.095199 | 0.097721 | 0.099332 | 0.099915 | 0.09928 | 0.097069 | 0.092303 | #NUM! | #NUM! | #NUM! | #NUM! | #NUM! | #NUM! | #NUM! | #NUM! | #NUM! | #NUM! | #NUM! | #NUM! | #NUM! | #NUM! | #NUM! | #NUM! | #NUM! | #NUM! | #NUM! | #NUM! | #NUM! | #NUM! | #NUM! | #NUM! | #NUM! | #NUM! | #NUM! | #NUM! | #NUM! | #NUM! | #NUM! | #NUM! | #NUM! | #NUM! | #NUM! | #NUM! | #NUM! | #NUM! | #NUM! | #NUM! | #NUM! | 0.57165 | 0.89244 | 1.1494 | 1.3675 | 1.5573 | 1.7244 | 1.8722 | 2.0027 | 2.1176 | 2.2176 | 2.3033 | 2.3749 | 2.4324 | 2.4751 | 2.5023 | 2.512 | 2.5014 | 2.4641 | 2.3828 | #NUM! | #NUM! | #NUM! | #NUM! | #NUM! | #NUM! | #NUM! | #NUM! | #NUM! | #NUM! | #NUM! | #NUM! | #NUM! | #NUM! | #NUM! | #NUM! | #NUM! | #NUM! | #NUM! | #NUM! | #NUM! | #NUM! | #NUM! | #NUM! | #NUM! | #NUM! | #NUM! | #NUM! | #NUM! | #NUM! | #NUM! | #NUM! | #NUM! | #NUM! | #NUM! | #NUM! | #NUM! | #NUM! | #NUM! | #NUM! | #NUM! | 0.00092528 | 0.0040207 | 0.0093561 | 0.016845 | 0.026333 | 0.037619 | 0.050471 | 0.064629 | 0.079808 | 0.095699 | 0.11197 | 0.12826 | 0.14417 | 0.15928 | 0.17309 | 0.18502 | 0.19431 | 0.19989 | 0.19948 | #NUM! | #NUM! | #NUM! | #NUM! | #NUM! | #NUM! | #NUM! | #NUM! | #NUM! | #NUM! | #NUM! | #NUM! | #NUM! | #NUM! | #NUM! | #NUM! | #NUM! | #NUM! | #NUM! | #NUM! | #NUM! | #NUM! | #NUM! | #NUM! | #NUM! | #NUM! | #NUM! | #NUM! | #NUM! | #NUM! | #NUM! | #NUM! | #NUM! | #NUM! | #NUM! | #NUM! | #NUM! | #NUM! | #NUM! | #NUM! | #NUM! | 1 | 1 | 1 | 1 | 1 | 1 | 1 | 1 | 1 | 1 | 1 | 1 | 1 | 1 | 1 | 1 | 1 | 1 | 1 | 0 | 0 | 0 | 0 | 0 | 0 | 0 | 0 | 0 | 0 | 0 | 0 | 0 | 0 | 0 | 0 | 0 | 0 | 0 | 0 | 0 | 0 | 0 | 0 | 0 | 0 | 0 | 0 | 0 | 0 | 0 | 0 | 0 | 0 | 0 | 0 | 0 | 0 | 0 | 0 | 0 | 3.94 | 0 | 0.084668 | 1.0315 | 0.082083 | 2.2035 | 4.7366 | 1 | 0 | 4.7366 | 0 | 0
5 | 4 | 3.94 | plain cast iron | 15 | pipe |  | 4 | 4 | 19.4688 | 19.3125 | 0.29469 | 20.3841 | 20.0894 | 4.0981 | 0.084668 | 1.27 | 9.4998 | 0 | 0 | 0 | 1 | 0 | 0 | 0 | 0.008 | 0.0001692 | 6.5156 | 598288.787 | 0.014973 | 0 | 1 | 0 | 0 | 0 | 0 | 0 | 0 | 0 | 0 | 0 | 0 | 0 | 0 | 0 | 0 | 0 | 0 | 0 | 0 | 0 | 0 | 0 | 0 | 0 | 4 | 4 | 1 | 0 | 0 | 0 | 0 | 0 | 0 | 0 | 0 | 0 | 0 | 0 | 0 | 0 | 0 | 0 | 0 | 0.99169 | 0.45094 | 0 | 0.45094 | -0.15625 | 0 | 1 | 0 | 0 | 0 | 0.010417 | 52.0828 | 74.3195 | 91.8768 | 107.1303 | 121.005 | 133.9836 | 146.3631 | 158.3491 | 170.0991 | 178.2549 | 166.5907 | 154.7846 | 142.6987 | 130.1641 | 116.9538 | 102.7287 | 86.9144 | 68.3326 | 43.4615 | #NUM! | #NUM! | #NUM! | #NUM! | #NUM! | #NUM! | #NUM! | #NUM! | #NUM! | #NUM! | #NUM! | #NUM! | #NUM! | #NUM! | #NUM! | #NUM! | #NUM! | #NUM! | #NUM! | #NUM! | #NUM! | #NUM! | #NUM! | #NUM! | #NUM! | #NUM! | #NUM! | #NUM! | #NUM! | #NUM! | #NUM! | #NUM! | #NUM! | #NUM! | #NUM! | #NUM! | #NUM! | #NUM! | #NUM! | #NUM! | #NUM! | 0.0016186 | 0.0045053 | 0.0081403 | 0.012318 | 0.016909 | 0.021815 | 0.026959 | 0.03227 | 0.037688 | 0.043155 | 0.048613 | 0.054005 | 0.059273 | 0.064353 | 0.069173 | 0.073652 | 0.077683 | 0.08112 | 0.083716 | #NUM! | #NUM! | #NUM! | #NUM! | #NUM! | #NUM! | #NUM! | #NUM! | #NUM! | #NUM! | #NUM! | #NUM! | #NUM! | #NUM! | #NUM! | #NUM! | #NUM! | #NUM! | #NUM! | #NUM! | #NUM! | #NUM! | #NUM! | #NUM! | #NUM! | #NUM! | #NUM! | #NUM! | #NUM! | #NUM! | #NUM! | #NUM! | #NUM! | #NUM! | #NUM! | #NUM! | #NUM! | #NUM! | #NUM! | #NUM! | #NUM! | 0.14923 | 0.21294 | 0.26325 | 0.30695 | 0.34671 | 0.3839 | 0.41937 | 0.45371 | 0.48738 | 0.52074 | 0.55417 | 0.58799 | 0.62262 | 0.65854 | 0.69639 | 0.73715 | 0.78246 | 0.8357 | 0.90696 | #NUM! | #NUM! | #NUM! | #NUM! | #NUM! | #NUM! | #NUM! | #NUM! | #NUM! | #NUM! | #NUM! | #NUM! | #NUM! | #NUM! | #NUM! | #NUM! | #NUM! | #NUM! | #NUM! | #NUM! | #NUM! | #NUM! | #NUM! | #NUM! | #NUM! | #NUM! | #NUM! | #NUM! | #NUM! | #NUM! | #NUM! | #NUM! | #NUM! | #NUM! | #NUM! | #NUM! | #NUM! | #NUM! | #NUM! | #NUM! | #NUM! | 0.010846 | 0.021157 | 0.030922 | 0.040131 | 0.04877 | 0.056826 | 0.064284 | 0.071125 | 0.077329 | 0.082871 | 0.087722 | 0.091847 | 0.095199 | 0.097721 | 0.099332 | 0.099915 | 0.09928 | 0.097069 | 0.092303 | #NUM! | #NUM! | #NUM! | #NUM! | #NUM! | #NUM! | #NUM! | #NUM! | #NUM! | #NUM! | #NUM! | #NUM! | #NUM! | #NUM! | #NUM! | #NUM! | #NUM! | #NUM! | #NUM! | #NUM! | #NUM! | #NUM! | #NUM! | #NUM! | #NUM! | #NUM! | #NUM! | #NUM! | #NUM! | #NUM! | #NUM! | #NUM! | #NUM! | #NUM! | #NUM! | #NUM! | #NUM! | #NUM! | #NUM! | #NUM! | #NUM! | 0.57165 | 0.89244 | 1.1494 | 1.3675 | 1.5573 | 1.7244 | 1.8722 | 2.0027 | 2.1176 | 2.2176 | 2.3033 | 2.3749 | 2.4324 | 2.4751 | 2.5023 | 2.512 | 2.5014 | 2.4641 | 2.3828 | #NUM! | #NUM! | #NUM! | #NUM! | #NUM! | #NUM! | #NUM! | #NUM! | #NUM! | #NUM! | #NUM! | #NUM! | #NUM! | #NUM! | #NUM! | #NUM! | #NUM! | #NUM! | #NUM! | #NUM! | #NUM! | #NUM! | #NUM! | #NUM! | #NUM! | #NUM! | #NUM! | #NUM! | #NUM! | #NUM! | #NUM! | #NUM! | #NUM! | #NUM! | #NUM! | #NUM! | #NUM! | #NUM! | #NUM! | #NUM! | #NUM! | 0.00092528 | 0.0040207 | 0.0093561 | 0.016845 | 0.026333 | 0.037619 | 0.050471 | 0.064629 | 0.079808 | 0.095699 | 0.11197 | 0.12826 | 0.14417 | 0.15928 | 0.17309 | 0.18502 | 0.19431 | 0.19989 | 0.19948 | #NUM! | #NUM! | #NUM! | #NUM! | #NUM! | #NUM! | #NUM! | #NUM! | #NUM! | #NUM! | #NUM! | #NUM! | #NUM! | #NUM! | #NUM! | #NUM! | #NUM! | #NUM! | #NUM! | #NUM! | #NUM! | #NUM! | #NUM! | #NUM! | #NUM! | #NUM! | #NUM! | #NUM! | #NUM! | #NUM! | #NUM! | #NUM! | #NUM! | #NUM! | #NUM! | #NUM! | #NUM! | #NUM! | #NUM! | #NUM! | #NUM! | 1 | 1 | 1 | 1 | 1 | 1 | 1 | 1 | 1 | 1 | 1 | 1 | 1 | 1 | 1 | 1 | 1 | 1 | 1 | 0 | 0 | 0 | 0 | 0 | 0 | 0 | 0 | 0 | 0 | 0 | 0 | 0 | 0 | 0 | 0 | 0 | 0 | 0 | 0 | 0 | 0 | 0 | 0 | 0 | 0 | 0 | 0 | 0 | 0 | 0 | 0 | 0 | 0 | 0 | 0 | 0 | 0 | 0 | 0 | 0 | 3.94 | 0 | 0.084668 | 1.0315 | 0.082083 | 2.2035 | 4.7366 | 1 | 0 | 4.7366 | 3.1668 | 0
6 | 4 | 3.94 | plain cast iron | 0 | fitting | elbow 90 stdard | 4 | 4 |  |  | 1.807 | 20.0894 | 18.2824 | 4.0981 | 0.084668 | 0 | 0 | 0 | 0 | 0 | 1 | 0 | 0 | 0 | 0.008 | 0.0001692 | 6.5156 | 598288.787 | 0.014973 | 1 | 0 | 0 | 0 | 0 | 0 | 0 | 0 | 0 | 1 | 0 | 0 | 0 | 0 | 0 | 0 | 0 | 0 | 0 | 0 | 0 | 0 | 0 | 0 | 0 | 4 | 4 | 1 | 0 | 0 | 0 | 0 | 0 | 0 | 0 | 0 | 0 | 0 | 0 | 0 | 0.9 | 0 | 0 | 0.9 | 0.99169 | 0 | 1.807 | 1.807 | 0 | 0 | 0 | 0 | 0 | 0 |  | 52.0828 | 74.3195 | 91.8768 | 107.1303 | 121.005 | 133.9836 | 146.3631 | 158.3491 | 170.0991 | 178.2549 | 166.5907 | 154.7846 | 142.6987 | 130.1641 | 116.9538 | 102.7287 | 86.9144 | 68.3326 | 43.4615 | #NUM! | #NUM! | #NUM! | #NUM! | #NUM! | #NUM! | #NUM! | #NUM! | #NUM! | #NUM! | #NUM! | #NUM! | #NUM! | #NUM! | #NUM! | #NUM! | #NUM! | #NUM! | #NUM! | #NUM! | #NUM! | #NUM! | #NUM! | #NUM! | #NUM! | #NUM! | #NUM! | #NUM! | #NUM! | #NUM! | #NUM! | #NUM! | #NUM! | #NUM! | #NUM! | #NUM! | #NUM! | #NUM! | #NUM! | #NUM! | #NUM! | 0.0016186 | 0.0045053 | 0.0081403 | 0.012318 | 0.016909 | 0.021815 | 0.026959 | 0.03227 | 0.037688 | 0.043155 | 0.048613 | 0.054005 | 0.059273 | 0.064353 | 0.069173 | 0.073652 | 0.077683 | 0.08112 | 0.083716 | #NUM! | #NUM! | #NUM! | #NUM! | #NUM! | #NUM! | #NUM! | #NUM! | #NUM! | #NUM! | #NUM! | #NUM! | #NUM! | #NUM! | #NUM! | #NUM! | #NUM! | #NUM! | #NUM! | #NUM! | #NUM! | #NUM! | #NUM! | #NUM! | #NUM! | #NUM! | #NUM! | #NUM! | #NUM! | #NUM! | #NUM! | #NUM! | #NUM! | #NUM! | #NUM! | #NUM! | #NUM! | #NUM! | #NUM! | #NUM! | #NUM! | 0.14923 | 0.21294 | 0.26325 | 0.30695 | 0.34671 | 0.3839 | 0.41937 | 0.45371 | 0.48738 | 0.52074 | 0.55417 | 0.58799 | 0.62262 | 0.65854 | 0.69639 | 0.73715 | 0.78246 | 0.8357 | 0.90696 | #NUM! | #NUM! | #NUM! | #NUM! | #NUM! | #NUM! | #NUM! | #NUM! | #NUM! | #NUM! | #NUM! | #NUM! | #NUM! | #NUM! | #NUM! | #NUM! | #NUM! | #NUM! | #NUM! | #NUM! | #NUM! | #NUM! | #NUM! | #NUM! | #NUM! | #NUM! | #NUM! | #NUM! | #NUM! | #NUM! | #NUM! | #NUM! | #NUM! | #NUM! | #NUM! | #NUM! | #NUM! | #NUM! | #NUM! | #NUM! | #NUM! | 0.010846 | 0.021157 | 0.030922 | 0.040131 | 0.04877 | 0.056826 | 0.064284 | 0.071125 | 0.077329 | 0.082871 | 0.087722 | 0.091847 | 0.095199 | 0.097721 | 0.099332 | 0.099915 | 0.09928 | 0.097069 | 0.092303 | #NUM! | #NUM! | #NUM! | #NUM! | #NUM! | #NUM! | #NUM! | #NUM! | #NUM! | #NUM! | #NUM! | #NUM! | #NUM! | #NUM! | #NUM! | #NUM! | #NUM! | #NUM! | #NUM! | #NUM! | #NUM! | #NUM! | #NUM! | #NUM! | #NUM! | #NUM! | #NUM! | #NUM! | #NUM! | #NUM! | #NUM! | #NUM! | #NUM! | #NUM! | #NUM! | #NUM! | #NUM! | #NUM! | #NUM! | #NUM! | #NUM! | 0.57165 | 0.89244 | 1.1494 | 1.3675 | 1.5573 | 1.7244 | 1.8722 | 2.0027 | 2.1176 | 2.2176 | 2.3033 | 2.3749 | 2.4324 | 2.4751 | 2.5023 | 2.512 | 2.5014 | 2.4641 | 2.3828 | #NUM! | #NUM! | #NUM! | #NUM! | #NUM! | #NUM! | #NUM! | #NUM! | #NUM! | #NUM! | #NUM! | #NUM! | #NUM! | #NUM! | #NUM! | #NUM! | #NUM! | #NUM! | #NUM! | #NUM! | #NUM! | #NUM! | #NUM! | #NUM! | #NUM! | #NUM! | #NUM! | #NUM! | #NUM! | #NUM! | #NUM! | #NUM! | #NUM! | #NUM! | #NUM! | #NUM! | #NUM! | #NUM! | #NUM! | #NUM! | #NUM! | 0.00092528 | 0.0040207 | 0.0093561 | 0.016845 | 0.026333 | 0.037619 | 0.050471 | 0.064629 | 0.079808 | 0.095699 | 0.11197 | 0.12826 | 0.14417 | 0.15928 | 0.17309 | 0.18502 | 0.19431 | 0.19989 | 0.19948 | #NUM! | #NUM! | #NUM! | #NUM! | #NUM! | #NUM! | #NUM! | #NUM! | #NUM! | #NUM! | #NUM! | #NUM! | #NUM! | #NUM! | #NUM! | #NUM! | #NUM! | #NUM! | #NUM! | #NUM! | #NUM! | #NUM! | #NUM! | #NUM! | #NUM! | #NUM! | #NUM! | #NUM! | #NUM! | #NUM! | #NUM! | #NUM! | #NUM! | #NUM! | #NUM! | #NUM! | #NUM! | #NUM! | #NUM! | #NUM! | #NUM! | 1 | 1 | 1 | 1 | 1 | 1 | 1 | 1 | 1 | 1 | 1 | 1 | 1 | 1 | 1 | 1 | 1 | 1 | 1 | 0 | 0 | 0 | 0 | 0 | 0 | 0 | 0 | 0 | 0 | 0 | 0 | 0 | 0 | 0 | 0 | 0 | 0 | 0 | 0 | 0 | 0 | 0 | 0 | 0 | 0 | 0 | 0 | 0 | 0 | 0 | 0 | 0 | 0 | 0 | 0 | 0 | 0 | 0 | 0 | 0 | 3.94 | 0 | 0.084668 | 1.0315 | 0.082083 | 2.2035 | 4.7366 | 1 | 0 | 4.7366 | 0 | 0
7 | 4 | 3.94 | plain cast iron | 11 | pipe |  | 4 | 4 | 19.3125 | 19.1979 | 0.21611 | 18.2824 | 18.0663 | 4.0981 | 0.084668 | 0.93135 | 6.9665 | 0 | 0 | 0 | 1 | 0 | 0 | 0 | 0.008 | 0.0001692 | 6.5156 | 598288.787 | 0.014973 | 0 | 1 | 0 | 0 | 0 | 0 | 0 | 0 | 0 | 0 | 0 | 0 | 0 | 0 | 0 | 0 | 0 | 0 | 0 | 0 | 0 | 0 | 0 | 0 | 0 | 4 | 4 | 1 | 0 | 0 | 0 | 0 | 0 | 0 | 0 | 0 | 0 | 0 | 0 | 0 | 0 | 0 | 0 | 0 | 0.99169 | 0.33069 | 0 | 0.33069 | -0.11458 | 0 | 1 | 0 | 0 | 0 | 0.010417 | 52.0828 | 74.3195 | 91.8768 | 107.1303 | 121.005 | 133.9836 | 146.3631 | 158.3491 | 170.0991 | 178.2549 | 166.5907 | 154.7846 | 142.6987 | 130.1641 | 116.9538 | 102.7287 | 86.9144 | 68.3326 | 43.4615 | #NUM! | #NUM! | #NUM! | #NUM! | #NUM! | #NUM! | #NUM! | #NUM! | #NUM! | #NUM! | #NUM! | #NUM! | #NUM! | #NUM! | #NUM! | #NUM! | #NUM! | #NUM! | #NUM! | #NUM! | #NUM! | #NUM! | #NUM! | #NUM! | #NUM! | #NUM! | #NUM! | #NUM! | #NUM! | #NUM! | #NUM! | #NUM! | #NUM! | #NUM! | #NUM! | #NUM! | #NUM! | #NUM! | #NUM! | #NUM! | #NUM! | 0.0016186 | 0.0045053 | 0.0081403 | 0.012318 | 0.016909 | 0.021815 | 0.026959 | 0.03227 | 0.037688 | 0.043155 | 0.048613 | 0.054005 | 0.059273 | 0.064353 | 0.069173 | 0.073652 | 0.077683 | 0.08112 | 0.083716 | #NUM! | #NUM! | #NUM! | #NUM! | #NUM! | #NUM! | #NUM! | #NUM! | #NUM! | #NUM! | #NUM! | #NUM! | #NUM! | #NUM! | #NUM! | #NUM! | #NUM! | #NUM! | #NUM! | #NUM! | #NUM! | #NUM! | #NUM! | #NUM! | #NUM! | #NUM! | #NUM! | #NUM! | #NUM! | #NUM! | #NUM! | #NUM! | #NUM! | #NUM! | #NUM! | #NUM! | #NUM! | #NUM! | #NUM! | #NUM! | #NUM! | 0.14923 | 0.21294 | 0.26325 | 0.30695 | 0.34671 | 0.3839 | 0.41937 | 0.45371 | 0.48738 | 0.52074 | 0.55417 | 0.58799 | 0.62262 | 0.65854 | 0.69639 | 0.73715 | 0.78246 | 0.8357 | 0.90696 | #NUM! | #NUM! | #NUM! | #NUM! | #NUM! | #NUM! | #NUM! | #NUM! | #NUM! | #NUM! | #NUM! | #NUM! | #NUM! | #NUM! | #NUM! | #NUM! | #NUM! | #NUM! | #NUM! | #NUM! | #NUM! | #NUM! | #NUM! | #NUM! | #NUM! | #NUM! | #NUM! | #NUM! | #NUM! | #NUM! | #NUM! | #NUM! | #NUM! | #NUM! | #NUM! | #NUM! | #NUM! | #NUM! | #NUM! | #NUM! | #NUM! | 0.010846 | 0.021157 | 0.030922 | 0.040131 | 0.04877 | 0.056826 | 0.064284 | 0.071125 | 0.077329 | 0.082871 | 0.087722 | 0.091847 | 0.095199 | 0.097721 | 0.099332 | 0.099915 | 0.09928 | 0.097069 | 0.092303 | #NUM! | #NUM! | #NUM! | #NUM! | #NUM! | #NUM! | #NUM! | #NUM! | #NUM! | #NUM! | #NUM! | #NUM! | #NUM! | #NUM! | #NUM! | #NUM! | #NUM! | #NUM! | #NUM! | #NUM! | #NUM! | #NUM! | #NUM! | #NUM! | #NUM! | #NUM! | #NUM! | #NUM! | #NUM! | #NUM! | #NUM! | #NUM! | #NUM! | #NUM! | #NUM! | #NUM! | #NUM! | #NUM! | #NUM! | #NUM! | #NUM! | 0.57165 | 0.89244 | 1.1494 | 1.3675 | 1.5573 | 1.7244 | 1.8722 | 2.0027 | 2.1176 | 2.2176 | 2.3033 | 2.3749 | 2.4324 | 2.4751 | 2.5023 | 2.512 | 2.5014 | 2.4641 | 2.3828 | #NUM! | #NUM! | #NUM! | #NUM! | #NUM! | #NUM! | #NUM! | #NUM! | #NUM! | #NUM! | #NUM! | #NUM! | #NUM! | #NUM! | #NUM! | #NUM! | #NUM! | #NUM! | #NUM! | #NUM! | #NUM! | #NUM! | #NUM! | #NUM! | #NUM! | #NUM! | #NUM! | #NUM! | #NUM! | #NUM! | #NUM! | #NUM! | #NUM! | #NUM! | #NUM! | #NUM! | #NUM! | #NUM! | #NUM! | #NUM! | #NUM! | 0.00092528 | 0.0040207 | 0.0093561 | 0.016845 | 0.026333 | 0.037619 | 0.050471 | 0.064629 | 0.079808 | 0.095699 | 0.11197 | 0.12826 | 0.14417 | 0.15928 | 0.17309 | 0.18502 | 0.19431 | 0.19989 | 0.19948 | #NUM! | #NUM! | #NUM! | #NUM! | #NUM! | #NUM! | #NUM! | #NUM! | #NUM! | #NUM! | #NUM! | #NUM! | #NUM! | #NUM! | #NUM! | #NUM! | #NUM! | #NUM! | #NUM! | #NUM! | #NUM! | #NUM! | #NUM! | #NUM! | #NUM! | #NUM! | #NUM! | #NUM! | #NUM! | #NUM! | #NUM! | #NUM! | #NUM! | #NUM! | #NUM! | #NUM! | #NUM! | #NUM! | #NUM! | #NUM! | #NUM! | 1 | 1 | 1 | 1 | 1 | 1 | 1 | 1 | 1 | 1 | 1 | 1 | 1 | 1 | 1 | 1 | 1 | 1 | 1 | 0 | 0 | 0 | 0 | 0 | 0 | 0 | 0 | 0 | 0 | 0 | 0 | 0 | 0 | 0 | 0 | 0 | 0 | 0 | 0 | 0 | 0 | 0 | 0 | 0 | 0 | 0 | 0 | 0 | 0 | 0 | 0 | 0 | 0 | 0 | 0 | 0 | 0 | 0 | 0 | 0 | 3.94 | 0 | 0.084668 | 1.0315 | 0.082083 | 2.2035 | 4.7366 | 1 | 0 | 4.7366 | 2.3223 | 0
8 | 4 | 3.94 | plain cast iron | 0 | fitting | elbow 45 | 4 | 4 |  |  | 0.84326 | 18.0663 | 17.223 | 4.0981 | 0.084668 | 0 | 0 | 0 | 0 | 0 | 1 | 0 | 0 | 0 | 0.008 | 0.0001692 | 6.5156 | 598288.787 | 0.014973 | 1 | 0 | 0 | 0 | 0 | 0 | 0 | 0 | 0 | 0 | 0 | 1 | 0 | 0 | 0 | 0 | 0 | 0 | 0 | 0 | 0 | 0 | 0 | 0 | 0 | 4 | 4 | 1 | 0 | 0 | 0 | 0 | 0 | 0 | 0 | 0 | 0 | 0 | 0 | 0 | 0.42 | 0 | 0 | 0.42 | 0.99169 | 0 | 0.84326 | 0.84326 | 0 | 0 | 0 | 0 | 0 | 0 |  | 52.0828 | 74.3195 | 91.8768 | 107.1303 | 121.005 | 133.9836 | 146.3631 | 158.3491 | 170.0991 | 178.2549 | 166.5907 | 154.7846 | 142.6987 | 130.1641 | 116.9538 | 102.7287 | 86.9144 | 68.3326 | 43.4615 | #NUM! | #NUM! | #NUM! | #NUM! | #NUM! | #NUM! | #NUM! | #NUM! | #NUM! | #NUM! | #NUM! | #NUM! | #NUM! | #NUM! | #NUM! | #NUM! | #NUM! | #NUM! | #NUM! | #NUM! | #NUM! | #NUM! | #NUM! | #NUM! | #NUM! | #NUM! | #NUM! | #NUM! | #NUM! | #NUM! | #NUM! | #NUM! | #NUM! | #NUM! | #NUM! | #NUM! | #NUM! | #NUM! | #NUM! | #NUM! | #NUM! | 0.0016186 | 0.0045053 | 0.0081403 | 0.012318 | 0.016909 | 0.021815 | 0.026959 | 0.03227 | 0.037688 | 0.043155 | 0.048613 | 0.054005 | 0.059273 | 0.064353 | 0.069173 | 0.073652 | 0.077683 | 0.08112 | 0.083716 | #NUM! | #NUM! | #NUM! | #NUM! | #NUM! | #NUM! | #NUM! | #NUM! | #NUM! | #NUM! | #NUM! | #NUM! | #NUM! | #NUM! | #NUM! | #NUM! | #NUM! | #NUM! | #NUM! | #NUM! | #NUM! | #NUM! | #NUM! | #NUM! | #NUM! | #NUM! | #NUM! | #NUM! | #NUM! | #NUM! | #NUM! | #NUM! | #NUM! | #NUM! | #NUM! | #NUM! | #NUM! | #NUM! | #NUM! | #NUM! | #NUM! | 0.14923 | 0.21294 | 0.26325 | 0.30695 | 0.34671 | 0.3839 | 0.41937 | 0.45371 | 0.48738 | 0.52074 | 0.55417 | 0.58799 | 0.62262 | 0.65854 | 0.69639 | 0.73715 | 0.78246 | 0.8357 | 0.90696 | #NUM! | #NUM! | #NUM! | #NUM! | #NUM! | #NUM! | #NUM! | #NUM! | #NUM! | #NUM! | #NUM! | #NUM! | #NUM! | #NUM! | #NUM! | #NUM! | #NUM! | #NUM! | #NUM! | #NUM! | #NUM! | #NUM! | #NUM! | #NUM! | #NUM! | #NUM! | #NUM! | #NUM! | #NUM! | #NUM! | #NUM! | #NUM! | #NUM! | #NUM! | #NUM! | #NUM! | #NUM! | #NUM! | #NUM! | #NUM! | #NUM! | 0.010846 | 0.021157 | 0.030922 | 0.040131 | 0.04877 | 0.056826 | 0.064284 | 0.071125 | 0.077329 | 0.082871 | 0.087722 | 0.091847 | 0.095199 | 0.097721 | 0.099332 | 0.099915 | 0.09928 | 0.097069 | 0.092303 | #NUM! | #NUM! | #NUM! | #NUM! | #NUM! | #NUM! | #NUM! | #NUM! | #NUM! | #NUM! | #NUM! | #NUM! | #NUM! | #NUM! | #NUM! | #NUM! | #NUM! | #NUM! | #NUM! | #NUM! | #NUM! | #NUM! | #NUM! | #NUM! | #NUM! | #NUM! | #NUM! | #NUM! | #NUM! | #NUM! | #NUM! | #NUM! | #NUM! | #NUM! | #NUM! | #NUM! | #NUM! | #NUM! | #NUM! | #NUM! | #NUM! | 0.57165 | 0.89244 | 1.1494 | 1.3675 | 1.5573 | 1.7244 | 1.8722 | 2.0027 | 2.1176 | 2.2176 | 2.3033 | 2.3749 | 2.4324 | 2.4751 | 2.5023 | 2.512 | 2.5014 | 2.4641 | 2.3828 | #NUM! | #NUM! | #NUM! | #NUM! | #NUM! | #NUM! | #NUM! | #NUM! | #NUM! | #NUM! | #NUM! | #NUM! | #NUM! | #NUM! | #NUM! | #NUM! | #NUM! | #NUM! | #NUM! | #NUM! | #NUM! | #NUM! | #NUM! | #NUM! | #NUM! | #NUM! | #NUM! | #NUM! | #NUM! | #NUM! | #NUM! | #NUM! | #NUM! | #NUM! | #NUM! | #NUM! | #NUM! | #NUM! | #NUM! | #NUM! | #NUM! | 0.00092528 | 0.0040207 | 0.0093561 | 0.016845 | 0.026333 | 0.037619 | 0.050471 | 0.064629 | 0.079808 | 0.095699 | 0.11197 | 0.12826 | 0.14417 | 0.15928 | 0.17309 | 0.18502 | 0.19431 | 0.19989 | 0.19948 | #NUM! | #NUM! | #NUM! | #NUM! | #NUM! | #NUM! | #NUM! | #NUM! | #NUM! | #NUM! | #NUM! | #NUM! | #NUM! | #NUM! | #NUM! | #NUM! | #NUM! | #NUM! | #NUM! | #NUM! | #NUM! | #NUM! | #NUM! | #NUM! | #NUM! | #NUM! | #NUM! | #NUM! | #NUM! | #NUM! | #NUM! | #NUM! | #NUM! | #NUM! | #NUM! | #NUM! | #NUM! | #NUM! | #NUM! | #NUM! | #NUM! | 1 | 1 | 1 | 1 | 1 | 1 | 1 | 1 | 1 | 1 | 1 | 1 | 1 | 1 | 1 | 1 | 1 | 1 | 1 | 0 | 0 | 0 | 0 | 0 | 0 | 0 | 0 | 0 | 0 | 0 | 0 | 0 | 0 | 0 | 0 | 0 | 0 | 0 | 0 | 0 | 0 | 0 | 0 | 0 | 0 | 0 | 0 | 0 | 0 | 0 | 0 | 0 | 0 | 0 | 0 | 0 | 0 | 0 | 0 | 0 | 3.94 | 0 | 0.084668 | 1.0315 | 0.082083 | 2.2035 | 4.7366 | 1 | 0 | 4.7366 | 0 | 0
9 | 4 | 3.94 | plain cast iron | 0 | fitting | elbow 45 | 4 | 4 |  |  | 0.84326 | 17.223 | 16.3798 | 4.0981 | 0.084668 | 0 | 0 | 0 | 0 | 0 | 1 | 0 | 0 | 0 | 0.008 | 0.0001692 | 6.5156 | 598288.787 | 0.014973 | 1 | 0 | 0 | 0 | 0 | 0 | 0 | 0 | 0 | 0 | 0 | 1 | 0 | 0 | 0 | 0 | 0 | 0 | 0 | 0 | 0 | 0 | 0 | 0 | 0 | 4 | 4 | 1 | 0 | 0 | 0 | 0 | 0 | 0 | 0 | 0 | 0 | 0 | 0 | 0 | 0.42 | 0 | 0 | 0.42 | 0.99169 | 0 | 0.84326 | 0.84326 | 0 | 0 | 0 | 0 | 0 | 0 |  | 52.0828 | 74.3195 | 91.8768 | 107.1303 | 121.005 | 133.9836 | 146.3631 | 158.3491 | 170.0991 | 178.2549 | 166.5907 | 154.7846 | 142.6987 | 130.1641 | 116.9538 | 102.7287 | 86.9144 | 68.3326 | 43.4615 | #NUM! | #NUM! | #NUM! | #NUM! | #NUM! | #NUM! | #NUM! | #NUM! | #NUM! | #NUM! | #NUM! | #NUM! | #NUM! | #NUM! | #NUM! | #NUM! | #NUM! | #NUM! | #NUM! | #NUM! | #NUM! | #NUM! | #NUM! | #NUM! | #NUM! | #NUM! | #NUM! | #NUM! | #NUM! | #NUM! | #NUM! | #NUM! | #NUM! | #NUM! | #NUM! | #NUM! | #NUM! | #NUM! | #NUM! | #NUM! | #NUM! | 0.0016186 | 0.0045053 | 0.0081403 | 0.012318 | 0.016909 | 0.021815 | 0.026959 | 0.03227 | 0.037688 | 0.043155 | 0.048613 | 0.054005 | 0.059273 | 0.064353 | 0.069173 | 0.073652 | 0.077683 | 0.08112 | 0.083716 | #NUM! | #NUM! | #NUM! | #NUM! | #NUM! | #NUM! | #NUM! | #NUM! | #NUM! | #NUM! | #NUM! | #NUM! | #NUM! | #NUM! | #NUM! | #NUM! | #NUM! | #NUM! | #NUM! | #NUM! | #NUM! | #NUM! | #NUM! | #NUM! | #NUM! | #NUM! | #NUM! | #NUM! | #NUM! | #NUM! | #NUM! | #NUM! | #NUM! | #NUM! | #NUM! | #NUM! | #NUM! | #NUM! | #NUM! | #NUM! | #NUM! | 0.14923 | 0.21294 | 0.26325 | 0.30695 | 0.34671 | 0.3839 | 0.41937 | 0.45371 | 0.48738 | 0.52074 | 0.55417 | 0.58799 | 0.62262 | 0.65854 | 0.69639 | 0.73715 | 0.78246 | 0.8357 | 0.90696 | #NUM! | #NUM! | #NUM! | #NUM! | #NUM! | #NUM! | #NUM! | #NUM! | #NUM! | #NUM! | #NUM! | #NUM! | #NUM! | #NUM! | #NUM! | #NUM! | #NUM! | #NUM! | #NUM! | #NUM! | #NUM! | #NUM! | #NUM! | #NUM! | #NUM! | #NUM! | #NUM! | #NUM! | #NUM! | #NUM! | #NUM! | #NUM! | #NUM! | #NUM! | #NUM! | #NUM! | #NUM! | #NUM! | #NUM! | #NUM! | #NUM! | 0.010846 | 0.021157 | 0.030922 | 0.040131 | 0.04877 | 0.056826 | 0.064284 | 0.071125 | 0.077329 | 0.082871 | 0.087722 | 0.091847 | 0.095199 | 0.097721 | 0.099332 | 0.099915 | 0.09928 | 0.097069 | 0.092303 | #NUM! | #NUM! | #NUM! | #NUM! | #NUM! | #NUM! | #NUM! | #NUM! | #NUM! | #NUM! | #NUM! | #NUM! | #NUM! | #NUM! | #NUM! | #NUM! | #NUM! | #NUM! | #NUM! | #NUM! | #NUM! | #NUM! | #NUM! | #NUM! | #NUM! | #NUM! | #NUM! | #NUM! | #NUM! | #NUM! | #NUM! | #NUM! | #NUM! | #NUM! | #NUM! | #NUM! | #NUM! | #NUM! | #NUM! | #NUM! | #NUM! | 0.57165 | 0.89244 | 1.1494 | 1.3675 | 1.5573 | 1.7244 | 1.8722 | 2.0027 | 2.1176 | 2.2176 | 2.3033 | 2.3749 | 2.4324 | 2.4751 | 2.5023 | 2.512 | 2.5014 | 2.4641 | 2.3828 | #NUM! | #NUM! | #NUM! | #NUM! | #NUM! | #NUM! | #NUM! | #NUM! | #NUM! | #NUM! | #NUM! | #NUM! | #NUM! | #NUM! | #NUM! | #NUM! | #NUM! | #NUM! | #NUM! | #NUM! | #NUM! | #NUM! | #NUM! | #NUM! | #NUM! | #NUM! | #NUM! | #NUM! | #NUM! | #NUM! | #NUM! | #NUM! | #NUM! | #NUM! | #NUM! | #NUM! | #NUM! | #NUM! | #NUM! | #NUM! | #NUM! | 0.00092528 | 0.0040207 | 0.0093561 | 0.016845 | 0.026333 | 0.037619 | 0.050471 | 0.064629 | 0.079808 | 0.095699 | 0.11197 | 0.12826 | 0.14417 | 0.15928 | 0.17309 | 0.18502 | 0.19431 | 0.19989 | 0.19948 | #NUM! | #NUM! | #NUM! | #NUM! | #NUM! | #NUM! | #NUM! | #NUM! | #NUM! | #NUM! | #NUM! | #NUM! | #NUM! | #NUM! | #NUM! | #NUM! | #NUM! | #NUM! | #NUM! | #NUM! | #NUM! | #NUM! | #NUM! | #NUM! | #NUM! | #NUM! | #NUM! | #NUM! | #NUM! | #NUM! | #NUM! | #NUM! | #NUM! | #NUM! | #NUM! | #NUM! | #NUM! | #NUM! | #NUM! | #NUM! | #NUM! | 1 | 1 | 1 | 1 | 1 | 1 | 1 | 1 | 1 | 1 | 1 | 1 | 1 | 1 | 1 | 1 | 1 | 1 | 1 | 0 | 0 | 0 | 0 | 0 | 0 | 0 | 0 | 0 | 0 | 0 | 0 | 0 | 0 | 0 | 0 | 0 | 0 | 0 | 0 | 0 | 0 | 0 | 0 | 0 | 0 | 0 | 0 | 0 | 0 | 0 | 0 | 0 | 0 | 0 | 0 | 0 | 0 | 0 | 0 | 0 | 3.94 | 0 | 0.084668 | 1.0315 | 0.082083 | 2.2035 | 4.7366 | 1 | 0 | 4.7366 | 0 | 0
10 | 4 | 3.94 | plain cast iron | 27 | pipe |  | 4 | 4 | 19.1979 | 18.9167 | 0.53045 | 16.3798 | 15.8493 | 4.0981 | 0.084668 | 2.286 | 17.0996 | 0 | 0 | 0 | 1 | 0 | 0 | 0 | 0.008 | 0.0001692 | 6.5156 | 598288.787 | 0.014973 | 0 | 1 | 0 | 0 | 0 | 0 | 0 | 0 | 0 | 0 | 0 | 0 | 0 | 0 | 0 | 0 | 0 | 0 | 0 | 0 | 0 | 0 | 0 | 0 | 0 | 4 | 4 | 1 | 0 | 0 | 0 | 0 | 0 | 0 | 0 | 0 | 0 | 0 | 0 | 0 | 0 | 0 | 0 | 0 | 0.99169 | 0.8117 | 0 | 0.8117 | -0.28125 | 0 | 1 | 0 | 0 | 0 | 0.010417 | 52.0828 | 74.3195 | 91.8768 | 107.1303 | 121.005 | 133.9836 | 146.3631 | 158.3491 | 170.0991 | 178.2549 | 166.5907 | 154.7846 | 142.6987 | 130.1641 | 116.9538 | 102.7287 | 86.9144 | 68.3326 | 43.4615 | #NUM! | #NUM! | #NUM! | #NUM! | #NUM! | #NUM! | #NUM! | #NUM! | #NUM! | #NUM! | #NUM! | #NUM! | #NUM! | #NUM! | #NUM! | #NUM! | #NUM! | #NUM! | #NUM! | #NUM! | #NUM! | #NUM! | #NUM! | #NUM! | #NUM! | #NUM! | #NUM! | #NUM! | #NUM! | #NUM! | #NUM! | #NUM! | #NUM! | #NUM! | #NUM! | #NUM! | #NUM! | #NUM! | #NUM! | #NUM! | #NUM! | 0.0016186 | 0.0045053 | 0.0081403 | 0.012318 | 0.016909 | 0.021815 | 0.026959 | 0.03227 | 0.037688 | 0.043155 | 0.048613 | 0.054005 | 0.059273 | 0.064353 | 0.069173 | 0.073652 | 0.077683 | 0.08112 | 0.083716 | #NUM! | #NUM! | #NUM! | #NUM! | #NUM! | #NUM! | #NUM! | #NUM! | #NUM! | #NUM! | #NUM! | #NUM! | #NUM! | #NUM! | #NUM! | #NUM! | #NUM! | #NUM! | #NUM! | #NUM! | #NUM! | #NUM! | #NUM! | #NUM! | #NUM! | #NUM! | #NUM! | #NUM! | #NUM! | #NUM! | #NUM! | #NUM! | #NUM! | #NUM! | #NUM! | #NUM! | #NUM! | #NUM! | #NUM! | #NUM! | #NUM! | 0.14923 | 0.21294 | 0.26325 | 0.30695 | 0.34671 | 0.3839 | 0.41937 | 0.45371 | 0.48738 | 0.52074 | 0.55417 | 0.58799 | 0.62262 | 0.65854 | 0.69639 | 0.73715 | 0.78246 | 0.8357 | 0.90696 | #NUM! | #NUM! | #NUM! | #NUM! | #NUM! | #NUM! | #NUM! | #NUM! | #NUM! | #NUM! | #NUM! | #NUM! | #NUM! | #NUM! | #NUM! | #NUM! | #NUM! | #NUM! | #NUM! | #NUM! | #NUM! | #NUM! | #NUM! | #NUM! | #NUM! | #NUM! | #NUM! | #NUM! | #NUM! | #NUM! | #NUM! | #NUM! | #NUM! | #NUM! | #NUM! | #NUM! | #NUM! | #NUM! | #NUM! | #NUM! | #NUM! | 0.010846 | 0.021157 | 0.030922 | 0.040131 | 0.04877 | 0.056826 | 0.064284 | 0.071125 | 0.077329 | 0.082871 | 0.087722 | 0.091847 | 0.095199 | 0.097721 | 0.099332 | 0.099915 | 0.09928 | 0.097069 | 0.092303 | #NUM! | #NUM! | #NUM! | #NUM! | #NUM! | #NUM! | #NUM! | #NUM! | #NUM! | #NUM! | #NUM! | #NUM! | #NUM! | #NUM! | #NUM! | #NUM! | #NUM! | #NUM! | #NUM! | #NUM! | #NUM! | #NUM! | #NUM! | #NUM! | #NUM! | #NUM! | #NUM! | #NUM! | #NUM! | #NUM! | #NUM! | #NUM! | #NUM! | #NUM! | #NUM! | #NUM! | #NUM! | #NUM! | #NUM! | #NUM! | #NUM! | 0.57165 | 0.89244 | 1.1494 | 1.3675 | 1.5573 | 1.7244 | 1.8722 | 2.0027 | 2.1176 | 2.2176 | 2.3033 | 2.3749 | 2.4324 | 2.4751 | 2.5023 | 2.512 | 2.5014 | 2.4641 | 2.3828 | #NUM! | #NUM! | #NUM! | #NUM! | #NUM! | #NUM! | #NUM! | #NUM! | #NUM! | #NUM! | #NUM! | #NUM! | #NUM! | #NUM! | #NUM! | #NUM! | #NUM! | #NUM! | #NUM! | #NUM! | #NUM! | #NUM! | #NUM! | #NUM! | #NUM! | #NUM! | #NUM! | #NUM! | #NUM! | #NUM! | #NUM! | #NUM! | #NUM! | #NUM! | #NUM! | #NUM! | #NUM! | #NUM! | #NUM! | #NUM! | #NUM! | 0.00092528 | 0.0040207 | 0.0093561 | 0.016845 | 0.026333 | 0.037619 | 0.050471 | 0.064629 | 0.079808 | 0.095699 | 0.11197 | 0.12826 | 0.14417 | 0.15928 | 0.17309 | 0.18502 | 0.19431 | 0.19989 | 0.19948 | #NUM! | #NUM! | #NUM! | #NUM! | #NUM! | #NUM! | #NUM! | #NUM! | #NUM! | #NUM! | #NUM! | #NUM! | #NUM! | #NUM! | #NUM! | #NUM! | #NUM! | #NUM! | #NUM! | #NUM! | #NUM! | #NUM! | #NUM! | #NUM! | #NUM! | #NUM! | #NUM! | #NUM! | #NUM! | #NUM! | #NUM! | #NUM! | #NUM! | #NUM! | #NUM! | #NUM! | #NUM! | #NUM! | #NUM! | #NUM! | #NUM! | 1 | 1 | 1 | 1 | 1 | 1 | 1 | 1 | 1 | 1 | 1 | 1 | 1 | 1 | 1 | 1 | 1 | 1 | 1 | 0 | 0 | 0 | 0 | 0 | 0 | 0 | 0 | 0 | 0 | 0 | 0 | 0 | 0 | 0 | 0 | 0 | 0 | 0 | 0 | 0 | 0 | 0 | 0 | 0 | 0 | 0 | 0 | 0 | 0 | 0 | 0 | 0 | 0 | 0 | 0 | 0 | 0 | 0 | 0 | 0 | 3.94 | 0 | 0.084668 | 1.0315 | 0.082083 | 2.2035 | 4.7366 | 1 | 0 | 4.7366 | 5.7003 | 0
11 | 4 | 3.94 | plain cast iron | 0 | fitting | elbow 90 stdard | 4 | 4 |  |  | 1.807 | 15.8493 | 14.0423 | 4.0981 | 0.084668 | 0 | 0 | 0 | 0 | 0 | 1 | 0 | 0 | 0 | 0.008 | 0.0001692 | 6.5156 | 598288.787 | 0.014973 | 1 | 0 | 0 | 0 | 0 | 0 | 0 | 0 | 0 | 1 | 0 | 0 | 0 | 0 | 0 | 0 | 0 | 0 | 0 | 0 | 0 | 0 | 0 | 0 | 0 | 4 | 4 | 1 | 0 | 0 | 0 | 0 | 0 | 0 | 0 | 0 | 0 | 0 | 0 | 0 | 0.9 | 0 | 0 | 0.9 | 0.99169 | 0 | 1.807 | 1.807 | 0 | 0 | 0 | 0 | 0 | 0 |  | 52.0828 | 74.3195 | 91.8768 | 107.1303 | 121.005 | 133.9836 | 146.3631 | 158.3491 | 170.0991 | 178.2549 | 166.5907 | 154.7846 | 142.6987 | 130.1641 | 116.9538 | 102.7287 | 86.9144 | 68.3326 | 43.4615 | #NUM! | #NUM! | #NUM! | #NUM! | #NUM! | #NUM! | #NUM! | #NUM! | #NUM! | #NUM! | #NUM! | #NUM! | #NUM! | #NUM! | #NUM! | #NUM! | #NUM! | #NUM! | #NUM! | #NUM! | #NUM! | #NUM! | #NUM! | #NUM! | #NUM! | #NUM! | #NUM! | #NUM! | #NUM! | #NUM! | #NUM! | #NUM! | #NUM! | #NUM! | #NUM! | #NUM! | #NUM! | #NUM! | #NUM! | #NUM! | #NUM! | 0.0016186 | 0.0045053 | 0.0081403 | 0.012318 | 0.016909 | 0.021815 | 0.026959 | 0.03227 | 0.037688 | 0.043155 | 0.048613 | 0.054005 | 0.059273 | 0.064353 | 0.069173 | 0.073652 | 0.077683 | 0.08112 | 0.083716 | #NUM! | #NUM! | #NUM! | #NUM! | #NUM! | #NUM! | #NUM! | #NUM! | #NUM! | #NUM! | #NUM! | #NUM! | #NUM! | #NUM! | #NUM! | #NUM! | #NUM! | #NUM! | #NUM! | #NUM! | #NUM! | #NUM! | #NUM! | #NUM! | #NUM! | #NUM! | #NUM! | #NUM! | #NUM! | #NUM! | #NUM! | #NUM! | #NUM! | #NUM! | #NUM! | #NUM! | #NUM! | #NUM! | #NUM! | #NUM! | #NUM! | 0.14923 | 0.21294 | 0.26325 | 0.30695 | 0.34671 | 0.3839 | 0.41937 | 0.45371 | 0.48738 | 0.52074 | 0.55417 | 0.58799 | 0.62262 | 0.65854 | 0.69639 | 0.73715 | 0.78246 | 0.8357 | 0.90696 | #NUM! | #NUM! | #NUM! | #NUM! | #NUM! | #NUM! | #NUM! | #NUM! | #NUM! | #NUM! | #NUM! | #NUM! | #NUM! | #NUM! | #NUM! | #NUM! | #NUM! | #NUM! | #NUM! | #NUM! | #NUM! | #NUM! | #NUM! | #NUM! | #NUM! | #NUM! | #NUM! | #NUM! | #NUM! | #NUM! | #NUM! | #NUM! | #NUM! | #NUM! | #NUM! | #NUM! | #NUM! | #NUM! | #NUM! | #NUM! | #NUM! | 0.010846 | 0.021157 | 0.030922 | 0.040131 | 0.04877 | 0.056826 | 0.064284 | 0.071125 | 0.077329 | 0.082871 | 0.087722 | 0.091847 | 0.095199 | 0.097721 | 0.099332 | 0.099915 | 0.09928 | 0.097069 | 0.092303 | #NUM! | #NUM! | #NUM! | #NUM! | #NUM! | #NUM! | #NUM! | #NUM! | #NUM! | #NUM! | #NUM! | #NUM! | #NUM! | #NUM! | #NUM! | #NUM! | #NUM! | #NUM! | #NUM! | #NUM! | #NUM! | #NUM! | #NUM! | #NUM! | #NUM! | #NUM! | #NUM! | #NUM! | #NUM! | #NUM! | #NUM! | #NUM! | #NUM! | #NUM! | #NUM! | #NUM! | #NUM! | #NUM! | #NUM! | #NUM! | #NUM! | 0.57165 | 0.89244 | 1.1494 | 1.3675 | 1.5573 | 1.7244 | 1.8722 | 2.0027 | 2.1176 | 2.2176 | 2.3033 | 2.3749 | 2.4324 | 2.4751 | 2.5023 | 2.512 | 2.5014 | 2.4641 | 2.3828 | #NUM! | #NUM! | #NUM! | #NUM! | #NUM! | #NUM! | #NUM! | #NUM! | #NUM! | #NUM! | #NUM! | #NUM! | #NUM! | #NUM! | #NUM! | #NUM! | #NUM! | #NUM! | #NUM! | #NUM! | #NUM! | #NUM! | #NUM! | #NUM! | #NUM! | #NUM! | #NUM! | #NUM! | #NUM! | #NUM! | #NUM! | #NUM! | #NUM! | #NUM! | #NUM! | #NUM! | #NUM! | #NUM! | #NUM! | #NUM! | #NUM! | 0.00092528 | 0.0040207 | 0.0093561 | 0.016845 | 0.026333 | 0.037619 | 0.050471 | 0.064629 | 0.079808 | 0.095699 | 0.11197 | 0.12826 | 0.14417 | 0.15928 | 0.17309 | 0.18502 | 0.19431 | 0.19989 | 0.19948 | #NUM! | #NUM! | #NUM! | #NUM! | #NUM! | #NUM! | #NUM! | #NUM! | #NUM! | #NUM! | #NUM! | #NUM! | #NUM! | #NUM! | #NUM! | #NUM! | #NUM! | #NUM! | #NUM! | #NUM! | #NUM! | #NUM! | #NUM! | #NUM! | #NUM! | #NUM! | #NUM! | #NUM! | #NUM! | #NUM! | #NUM! | #NUM! | #NUM! | #NUM! | #NUM! | #NUM! | #NUM! | #NUM! | #NUM! | #NUM! | #NUM! | 1 | 1 | 1 | 1 | 1 | 1 | 1 | 1 | 1 | 1 | 1 | 1 | 1 | 1 | 1 | 1 | 1 | 1 | 1 | 0 | 0 | 0 | 0 | 0 | 0 | 0 | 0 | 0 | 0 | 0 | 0 | 0 | 0 | 0 | 0 | 0 | 0 | 0 | 0 | 0 | 0 | 0 | 0 | 0 | 0 | 0 | 0 | 0 | 0 | 0 | 0 | 0 | 0 | 0 | 0 | 0 | 0 | 0 | 0 | 0 | 3.94 | 0 | 0.084668 | 1.0315 | 0.082083 | 2.2035 | 4.7366 | 1 | 0 | 4.7366 | 0 | 0
12 | 4 | 3.94 | plain cast iron | 21 | pipe |  | 4 | 4 | 18.9167 | 18.6979 | 0.41257 | 14.0423 | 13.6298 | 4.0981 | 0.084668 | 1.778 | 13.2997 | 0 | 0 | 0 | 1 | 0 | 0 | 0 | 0.008 | 0.0001692 | 6.5156 | 598288.787 | 0.014973 | 0 | 1 | 0 | 0 | 0 | 0 | 0 | 0 | 0 | 0 | 0 | 0 | 0 | 0 | 0 | 0 | 0 | 0 | 0 | 0 | 0 | 0 | 0 | 0 | 0 | 4 | 4 | 1 | 0 | 0 | 0 | 0 | 0 | 0 | 0 | 0 | 0 | 0 | 0 | 0 | 0 | 0 | 0 | 0 | 0.99169 | 0.63132 | 0 | 0.63132 | -0.21875 | 0 | 1 | 0 | 0 | 0 | 0.010417 | 52.0828 | 74.3195 | 91.8768 | 107.1303 | 121.005 | 133.9836 | 146.3631 | 158.3491 | 170.0991 | 178.2549 | 166.5907 | 154.7846 | 142.6987 | 130.1641 | 116.9538 | 102.7287 | 86.9144 | 68.3326 | 43.4615 | #NUM! | #NUM! | #NUM! | #NUM! | #NUM! | #NUM! | #NUM! | #NUM! | #NUM! | #NUM! | #NUM! | #NUM! | #NUM! | #NUM! | #NUM! | #NUM! | #NUM! | #NUM! | #NUM! | #NUM! | #NUM! | #NUM! | #NUM! | #NUM! | #NUM! | #NUM! | #NUM! | #NUM! | #NUM! | #NUM! | #NUM! | #NUM! | #NUM! | #NUM! | #NUM! | #NUM! | #NUM! | #NUM! | #NUM! | #NUM! | #NUM! | 0.0016186 | 0.0045053 | 0.0081403 | 0.012318 | 0.016909 | 0.021815 | 0.026959 | 0.03227 | 0.037688 | 0.043155 | 0.048613 | 0.054005 | 0.059273 | 0.064353 | 0.069173 | 0.073652 | 0.077683 | 0.08112 | 0.083716 | #NUM! | #NUM! | #NUM! | #NUM! | #NUM! | #NUM! | #NUM! | #NUM! | #NUM! | #NUM! | #NUM! | #NUM! | #NUM! | #NUM! | #NUM! | #NUM! | #NUM! | #NUM! | #NUM! | #NUM! | #NUM! | #NUM! | #NUM! | #NUM! | #NUM! | #NUM! | #NUM! | #NUM! | #NUM! | #NUM! | #NUM! | #NUM! | #NUM! | #NUM! | #NUM! | #NUM! | #NUM! | #NUM! | #NUM! | #NUM! | #NUM! | 0.14923 | 0.21294 | 0.26325 | 0.30695 | 0.34671 | 0.3839 | 0.41937 | 0.45371 | 0.48738 | 0.52074 | 0.55417 | 0.58799 | 0.62262 | 0.65854 | 0.69639 | 0.73715 | 0.78246 | 0.8357 | 0.90696 | #NUM! | #NUM! | #NUM! | #NUM! | #NUM! | #NUM! | #NUM! | #NUM! | #NUM! | #NUM! | #NUM! | #NUM! | #NUM! | #NUM! | #NUM! | #NUM! | #NUM! | #NUM! | #NUM! | #NUM! | #NUM! | #NUM! | #NUM! | #NUM! | #NUM! | #NUM! | #NUM! | #NUM! | #NUM! | #NUM! | #NUM! | #NUM! | #NUM! | #NUM! | #NUM! | #NUM! | #NUM! | #NUM! | #NUM! | #NUM! | #NUM! | 0.010846 | 0.021157 | 0.030922 | 0.040131 | 0.04877 | 0.056826 | 0.064284 | 0.071125 | 0.077329 | 0.082871 | 0.087722 | 0.091847 | 0.095199 | 0.097721 | 0.099332 | 0.099915 | 0.09928 | 0.097069 | 0.092303 | #NUM! | #NUM! | #NUM! | #NUM! | #NUM! | #NUM! | #NUM! | #NUM! | #NUM! | #NUM! | #NUM! | #NUM! | #NUM! | #NUM! | #NUM! | #NUM! | #NUM! | #NUM! | #NUM! | #NUM! | #NUM! | #NUM! | #NUM! | #NUM! | #NUM! | #NUM! | #NUM! | #NUM! | #NUM! | #NUM! | #NUM! | #NUM! | #NUM! | #NUM! | #NUM! | #NUM! | #NUM! | #NUM! | #NUM! | #NUM! | #NUM! | 0.57165 | 0.89244 | 1.1494 | 1.3675 | 1.5573 | 1.7244 | 1.8722 | 2.0027 | 2.1176 | 2.2176 | 2.3033 | 2.3749 | 2.4324 | 2.4751 | 2.5023 | 2.512 | 2.5014 | 2.4641 | 2.3828 | #NUM! | #NUM! | #NUM! | #NUM! | #NUM! | #NUM! | #NUM! | #NUM! | #NUM! | #NUM! | #NUM! | #NUM! | #NUM! | #NUM! | #NUM! | #NUM! | #NUM! | #NUM! | #NUM! | #NUM! | #NUM! | #NUM! | #NUM! | #NUM! | #NUM! | #NUM! | #NUM! | #NUM! | #NUM! | #NUM! | #NUM! | #NUM! | #NUM! | #NUM! | #NUM! | #NUM! | #NUM! | #NUM! | #NUM! | #NUM! | #NUM! | 0.00092528 | 0.0040207 | 0.0093561 | 0.016845 | 0.026333 | 0.037619 | 0.050471 | 0.064629 | 0.079808 | 0.095699 | 0.11197 | 0.12826 | 0.14417 | 0.15928 | 0.17309 | 0.18502 | 0.19431 | 0.19989 | 0.19948 | #NUM! | #NUM! | #NUM! | #NUM! | #NUM! | #NUM! | #NUM! | #NUM! | #NUM! | #NUM! | #NUM! | #NUM! | #NUM! | #NUM! | #NUM! | #NUM! | #NUM! | #NUM! | #NUM! | #NUM! | #NUM! | #NUM! | #NUM! | #NUM! | #NUM! | #NUM! | #NUM! | #NUM! | #NUM! | #NUM! | #NUM! | #NUM! | #NUM! | #NUM! | #NUM! | #NUM! | #NUM! | #NUM! | #NUM! | #NUM! | #NUM! | 1 | 1 | 1 | 1 | 1 | 1 | 1 | 1 | 1 | 1 | 1 | 1 | 1 | 1 | 1 | 1 | 1 | 1 | 1 | 0 | 0 | 0 | 0 | 0 | 0 | 0 | 0 | 0 | 0 | 0 | 0 | 0 | 0 | 0 | 0 | 0 | 0 | 0 | 0 | 0 | 0 | 0 | 0 | 0 | 0 | 0 | 0 | 0 | 0 | 0 | 0 | 0 | 0 | 0 | 0 | 0 | 0 | 0 | 0 | 0 | 3.94 | 0 | 0.084668 | 1.0315 | 0.082083 | 2.2035 | 4.7366 | 1 | 0 | 4.7366 | 4.4335 | 0
13 | 4 | 3.94 | plain cast iron | 0 | fitting | elbow 90 stdard | 4 | 4 |  |  | 1.807 | 13.6298 | 11.8228 | 4.0981 | 0.084668 | 0 | 0 | 0 | 0 | 0 | 1 | 0 | 0 | 0 | 0.008 | 0.0001692 | 6.5156 | 598288.787 | 0.014973 | 1 | 0 | 0 | 0 | 0 | 0 | 0 | 0 | 0 | 1 | 0 | 0 | 0 | 0 | 0 | 0 | 0 | 0 | 0 | 0 | 0 | 0 | 0 | 0 | 0 | 4 | 4 | 1 | 0 | 0 | 0 | 0 | 0 | 0 | 0 | 0 | 0 | 0 | 0 | 0 | 0.9 | 0 | 0 | 0.9 | 0.99169 | 0 | 1.807 | 1.807 | 0 | 0 | 0 | 0 | 0 | 0 |  | 52.0828 | 74.3195 | 91.8768 | 107.1303 | 121.005 | 133.9836 | 146.3631 | 158.3491 | 170.0991 | 178.2549 | 166.5907 | 154.7846 | 142.6987 | 130.1641 | 116.9538 | 102.7287 | 86.9144 | 68.3326 | 43.4615 | #NUM! | #NUM! | #NUM! | #NUM! | #NUM! | #NUM! | #NUM! | #NUM! | #NUM! | #NUM! | #NUM! | #NUM! | #NUM! | #NUM! | #NUM! | #NUM! | #NUM! | #NUM! | #NUM! | #NUM! | #NUM! | #NUM! | #NUM! | #NUM! | #NUM! | #NUM! | #NUM! | #NUM! | #NUM! | #NUM! | #NUM! | #NUM! | #NUM! | #NUM! | #NUM! | #NUM! | #NUM! | #NUM! | #NUM! | #NUM! | #NUM! | 0.0016186 | 0.0045053 | 0.0081403 | 0.012318 | 0.016909 | 0.021815 | 0.026959 | 0.03227 | 0.037688 | 0.043155 | 0.048613 | 0.054005 | 0.059273 | 0.064353 | 0.069173 | 0.073652 | 0.077683 | 0.08112 | 0.083716 | #NUM! | #NUM! | #NUM! | #NUM! | #NUM! | #NUM! | #NUM! | #NUM! | #NUM! | #NUM! | #NUM! | #NUM! | #NUM! | #NUM! | #NUM! | #NUM! | #NUM! | #NUM! | #NUM! | #NUM! | #NUM! | #NUM! | #NUM! | #NUM! | #NUM! | #NUM! | #NUM! | #NUM! | #NUM! | #NUM! | #NUM! | #NUM! | #NUM! | #NUM! | #NUM! | #NUM! | #NUM! | #NUM! | #NUM! | #NUM! | #NUM! | 0.14923 | 0.21294 | 0.26325 | 0.30695 | 0.34671 | 0.3839 | 0.41937 | 0.45371 | 0.48738 | 0.52074 | 0.55417 | 0.58799 | 0.62262 | 0.65854 | 0.69639 | 0.73715 | 0.78246 | 0.8357 | 0.90696 | #NUM! | #NUM! | #NUM! | #NUM! | #NUM! | #NUM! | #NUM! | #NUM! | #NUM! | #NUM! | #NUM! | #NUM! | #NUM! | #NUM! | #NUM! | #NUM! | #NUM! | #NUM! | #NUM! | #NUM! | #NUM! | #NUM! | #NUM! | #NUM! | #NUM! | #NUM! | #NUM! | #NUM! | #NUM! | #NUM! | #NUM! | #NUM! | #NUM! | #NUM! | #NUM! | #NUM! | #NUM! | #NUM! | #NUM! | #NUM! | #NUM! | 0.010846 | 0.021157 | 0.030922 | 0.040131 | 0.04877 | 0.056826 | 0.064284 | 0.071125 | 0.077329 | 0.082871 | 0.087722 | 0.091847 | 0.095199 | 0.097721 | 0.099332 | 0.099915 | 0.09928 | 0.097069 | 0.092303 | #NUM! | #NUM! | #NUM! | #NUM! | #NUM! | #NUM! | #NUM! | #NUM! | #NUM! | #NUM! | #NUM! | #NUM! | #NUM! | #NUM! | #NUM! | #NUM! | #NUM! | #NUM! | #NUM! | #NUM! | #NUM! | #NUM! | #NUM! | #NUM! | #NUM! | #NUM! | #NUM! | #NUM! | #NUM! | #NUM! | #NUM! | #NUM! | #NUM! | #NUM! | #NUM! | #NUM! | #NUM! | #NUM! | #NUM! | #NUM! | #NUM! | 0.57165 | 0.89244 | 1.1494 | 1.3675 | 1.5573 | 1.7244 | 1.8722 | 2.0027 | 2.1176 | 2.2176 | 2.3033 | 2.3749 | 2.4324 | 2.4751 | 2.5023 | 2.512 | 2.5014 | 2.4641 | 2.3828 | #NUM! | #NUM! | #NUM! | #NUM! | #NUM! | #NUM! | #NUM! | #NUM! | #NUM! | #NUM! | #NUM! | #NUM! | #NUM! | #NUM! | #NUM! | #NUM! | #NUM! | #NUM! | #NUM! | #NUM! | #NUM! | #NUM! | #NUM! | #NUM! | #NUM! | #NUM! | #NUM! | #NUM! | #NUM! | #NUM! | #NUM! | #NUM! | #NUM! | #NUM! | #NUM! | #NUM! | #NUM! | #NUM! | #NUM! | #NUM! | #NUM! | 0.00092528 | 0.0040207 | 0.0093561 | 0.016845 | 0.026333 | 0.037619 | 0.050471 | 0.064629 | 0.079808 | 0.095699 | 0.11197 | 0.12826 | 0.14417 | 0.15928 | 0.17309 | 0.18502 | 0.19431 | 0.19989 | 0.19948 | #NUM! | #NUM! | #NUM! | #NUM! | #NUM! | #NUM! | #NUM! | #NUM! | #NUM! | #NUM! | #NUM! | #NUM! | #NUM! | #NUM! | #NUM! | #NUM! | #NUM! | #NUM! | #NUM! | #NUM! | #NUM! | #NUM! | #NUM! | #NUM! | #NUM! | #NUM! | #NUM! | #NUM! | #NUM! | #NUM! | #NUM! | #NUM! | #NUM! | #NUM! | #NUM! | #NUM! | #NUM! | #NUM! | #NUM! | #NUM! | #NUM! | 1 | 1 | 1 | 1 | 1 | 1 | 1 | 1 | 1 | 1 | 1 | 1 | 1 | 1 | 1 | 1 | 1 | 1 | 1 | 0 | 0 | 0 | 0 | 0 | 0 | 0 | 0 | 0 | 0 | 0 | 0 | 0 | 0 | 0 | 0 | 0 | 0 | 0 | 0 | 0 | 0 | 0 | 0 | 0 | 0 | 0 | 0 | 0 | 0 | 0 | 0 | 0 | 0 | 0 | 0 | 0 | 0 | 0 | 0 | 0 | 3.94 | 0 | 0.084668 | 1.0315 | 0.082083 | 2.2035 | 4.7366 | 1 | 0 | 4.7366 | 0 | 0
14 | 4 | 3.94 | plain cast iron | 32 | pipe |  | 4 | 4 | 18.6979 | 18.3646 | 0.62868 | 11.8228 | 11.1941 | 4.0981 | 0.084668 | 2.7094 | 20.2662 | 0 | 0 | 0 | 1 | 0 | 0 | 0 | 0.008 | 0.0001692 | 6.5156 | 598288.787 | 0.014973 | 0 | 1 | 0 | 0 | 0 | 0 | 0 | 0 | 0 | 0 | 0 | 0 | 0 | 0 | 0 | 0 | 0 | 0 | 0 | 0 | 0 | 0 | 0 | 0 | 0 | 4 | 4 | 1 | 0 | 0 | 0 | 0 | 0 | 0 | 0 | 0 | 0 | 0 | 0 | 0 | 0 | 0 | 0 | 0 | 0.99169 | 0.96201 | 0 | 0.96201 | -0.33333 | 0 | 1 | 0 | 0 | 0 | 0.010417 | 52.0828 | 74.3195 | 91.8768 | 107.1303 | 121.005 | 133.9836 | 146.3631 | 158.3491 | 170.0991 | 178.2549 | 166.5907 | 154.7846 | 142.6987 | 130.1641 | 116.9538 | 102.7287 | 86.9144 | 68.3326 | 43.4615 | #NUM! | #NUM! | #NUM! | #NUM! | #NUM! | #NUM! | #NUM! | #NUM! | #NUM! | #NUM! | #NUM! | #NUM! | #NUM! | #NUM! | #NUM! | #NUM! | #NUM! | #NUM! | #NUM! | #NUM! | #NUM! | #NUM! | #NUM! | #NUM! | #NUM! | #NUM! | #NUM! | #NUM! | #NUM! | #NUM! | #NUM! | #NUM! | #NUM! | #NUM! | #NUM! | #NUM! | #NUM! | #NUM! | #NUM! | #NUM! | #NUM! | 0.0016186 | 0.0045053 | 0.0081403 | 0.012318 | 0.016909 | 0.021815 | 0.026959 | 0.03227 | 0.037688 | 0.043155 | 0.048613 | 0.054005 | 0.059273 | 0.064353 | 0.069173 | 0.073652 | 0.077683 | 0.08112 | 0.083716 | #NUM! | #NUM! | #NUM! | #NUM! | #NUM! | #NUM! | #NUM! | #NUM! | #NUM! | #NUM! | #NUM! | #NUM! | #NUM! | #NUM! | #NUM! | #NUM! | #NUM! | #NUM! | #NUM! | #NUM! | #NUM! | #NUM! | #NUM! | #NUM! | #NUM! | #NUM! | #NUM! | #NUM! | #NUM! | #NUM! | #NUM! | #NUM! | #NUM! | #NUM! | #NUM! | #NUM! | #NUM! | #NUM! | #NUM! | #NUM! | #NUM! | 0.14923 | 0.21294 | 0.26325 | 0.30695 | 0.34671 | 0.3839 | 0.41937 | 0.45371 | 0.48738 | 0.52074 | 0.55417 | 0.58799 | 0.62262 | 0.65854 | 0.69639 | 0.73715 | 0.78246 | 0.8357 | 0.90696 | #NUM! | #NUM! | #NUM! | #NUM! | #NUM! | #NUM! | #NUM! | #NUM! | #NUM! | #NUM! | #NUM! | #NUM! | #NUM! | #NUM! | #NUM! | #NUM! | #NUM! | #NUM! | #NUM! | #NUM! | #NUM! | #NUM! | #NUM! | #NUM! | #NUM! | #NUM! | #NUM! | #NUM! | #NUM! | #NUM! | #NUM! | #NUM! | #NUM! | #NUM! | #NUM! | #NUM! | #NUM! | #NUM! | #NUM! | #NUM! | #NUM! | 0.010846 | 0.021157 | 0.030922 | 0.040131 | 0.04877 | 0.056826 | 0.064284 | 0.071125 | 0.077329 | 0.082871 | 0.087722 | 0.091847 | 0.095199 | 0.097721 | 0.099332 | 0.099915 | 0.09928 | 0.097069 | 0.092303 | #NUM! | #NUM! | #NUM! | #NUM! | #NUM! | #NUM! | #NUM! | #NUM! | #NUM! | #NUM! | #NUM! | #NUM! | #NUM! | #NUM! | #NUM! | #NUM! | #NUM! | #NUM! | #NUM! | #NUM! | #NUM! | #NUM! | #NUM! | #NUM! | #NUM! | #NUM! | #NUM! | #NUM! | #NUM! | #NUM! | #NUM! | #NUM! | #NUM! | #NUM! | #NUM! | #NUM! | #NUM! | #NUM! | #NUM! | #NUM! | #NUM! | 0.57165 | 0.89244 | 1.1494 | 1.3675 | 1.5573 | 1.7244 | 1.8722 | 2.0027 | 2.1176 | 2.2176 | 2.3033 | 2.3749 | 2.4324 | 2.4751 | 2.5023 | 2.512 | 2.5014 | 2.4641 | 2.3828 | #NUM! | #NUM! | #NUM! | #NUM! | #NUM! | #NUM! | #NUM! | #NUM! | #NUM! | #NUM! | #NUM! | #NUM! | #NUM! | #NUM! | #NUM! | #NUM! | #NUM! | #NUM! | #NUM! | #NUM! | #NUM! | #NUM! | #NUM! | #NUM! | #NUM! | #NUM! | #NUM! | #NUM! | #NUM! | #NUM! | #NUM! | #NUM! | #NUM! | #NUM! | #NUM! | #NUM! | #NUM! | #NUM! | #NUM! | #NUM! | #NUM! | 0.00092528 | 0.0040207 | 0.0093561 | 0.016845 | 0.026333 | 0.037619 | 0.050471 | 0.064629 | 0.079808 | 0.095699 | 0.11197 | 0.12826 | 0.14417 | 0.15928 | 0.17309 | 0.18502 | 0.19431 | 0.19989 | 0.19948 | #NUM! | #NUM! | #NUM! | #NUM! | #NUM! | #NUM! | #NUM! | #NUM! | #NUM! | #NUM! | #NUM! | #NUM! | #NUM! | #NUM! | #NUM! | #NUM! | #NUM! | #NUM! | #NUM! | #NUM! | #NUM! | #NUM! | #NUM! | #NUM! | #NUM! | #NUM! | #NUM! | #NUM! | #NUM! | #NUM! | #NUM! | #NUM! | #NUM! | #NUM! | #NUM! | #NUM! | #NUM! | #NUM! | #NUM! | #NUM! | #NUM! | 1 | 1 | 1 | 1 | 1 | 1 | 1 | 1 | 1 | 1 | 1 | 1 | 1 | 1 | 1 | 1 | 1 | 1 | 1 | 0 | 0 | 0 | 0 | 0 | 0 | 0 | 0 | 0 | 0 | 0 | 0 | 0 | 0 | 0 | 0 | 0 | 0 | 0 | 0 | 0 | 0 | 0 | 0 | 0 | 0 | 0 | 0 | 0 | 0 | 0 | 0 | 0 | 0 | 0 | 0 | 0 | 0 | 0 | 0 | 0 | 3.94 | 0 | 0.084668 | 1.0315 | 0.082083 | 2.2035 | 4.7366 | 1 | 0 | 4.7366 | 6.7559 | 0
15 | 4 | 3.94 | plain cast iron | 0 | fitting | tee standard through flow | 4 | 4 |  |  | 1.0039 | 11.1941 | 10.1902 | 4.0981 | 0.084668 | 0 | 0 | 0 | 0 | 0 | 1 | 0 | 0 | 0 | 0.008 | 0.0001692 | 6.5156 | 598288.787 | 0.014973 | 1 | 0 | 0 | 0 | 0 | 0 | 0 | 0 | 0 | 0 | 0 | 0 | 0 | 0 | 0 | 0 | 0 | 0 | 0 | 0 | 0 | 0 | 1 | 0 | 0 | 4 | 4 | 1 | 0 | 0 | 0 | 0 | 0 | 0 | 0 | 0 | 0 | 0 | 0 | 0 | 0 | 0 | 0.5 | 0.5 | 0.99169 | 0 | 1.0039 | 1.0039 | 0 | 0 | 0 | 0 | 0 | 0 |  | 52.0828 | 74.3195 | 91.8768 | 107.1303 | 121.005 | 133.9836 | 146.3631 | 158.3491 | 170.0991 | 178.2549 | 166.5907 | 154.7846 | 142.6987 | 130.1641 | 116.9538 | 102.7287 | 86.9144 | 68.3326 | 43.4615 | #NUM! | #NUM! | #NUM! | #NUM! | #NUM! | #NUM! | #NUM! | #NUM! | #NUM! | #NUM! | #NUM! | #NUM! | #NUM! | #NUM! | #NUM! | #NUM! | #NUM! | #NUM! | #NUM! | #NUM! | #NUM! | #NUM! | #NUM! | #NUM! | #NUM! | #NUM! | #NUM! | #NUM! | #NUM! | #NUM! | #NUM! | #NUM! | #NUM! | #NUM! | #NUM! | #NUM! | #NUM! | #NUM! | #NUM! | #NUM! | #NUM! | 0.0016186 | 0.0045053 | 0.0081403 | 0.012318 | 0.016909 | 0.021815 | 0.026959 | 0.03227 | 0.037688 | 0.043155 | 0.048613 | 0.054005 | 0.059273 | 0.064353 | 0.069173 | 0.073652 | 0.077683 | 0.08112 | 0.083716 | #NUM! | #NUM! | #NUM! | #NUM! | #NUM! | #NUM! | #NUM! | #NUM! | #NUM! | #NUM! | #NUM! | #NUM! | #NUM! | #NUM! | #NUM! | #NUM! | #NUM! | #NUM! | #NUM! | #NUM! | #NUM! | #NUM! | #NUM! | #NUM! | #NUM! | #NUM! | #NUM! | #NUM! | #NUM! | #NUM! | #NUM! | #NUM! | #NUM! | #NUM! | #NUM! | #NUM! | #NUM! | #NUM! | #NUM! | #NUM! | #NUM! | 0.14923 | 0.21294 | 0.26325 | 0.30695 | 0.34671 | 0.3839 | 0.41937 | 0.45371 | 0.48738 | 0.52074 | 0.55417 | 0.58799 | 0.62262 | 0.65854 | 0.69639 | 0.73715 | 0.78246 | 0.8357 | 0.90696 | #NUM! | #NUM! | #NUM! | #NUM! | #NUM! | #NUM! | #NUM! | #NUM! | #NUM! | #NUM! | #NUM! | #NUM! | #NUM! | #NUM! | #NUM! | #NUM! | #NUM! | #NUM! | #NUM! | #NUM! | #NUM! | #NUM! | #NUM! | #NUM! | #NUM! | #NUM! | #NUM! | #NUM! | #NUM! | #NUM! | #NUM! | #NUM! | #NUM! | #NUM! | #NUM! | #NUM! | #NUM! | #NUM! | #NUM! | #NUM! | #NUM! | 0.010846 | 0.021157 | 0.030922 | 0.040131 | 0.04877 | 0.056826 | 0.064284 | 0.071125 | 0.077329 | 0.082871 | 0.087722 | 0.091847 | 0.095199 | 0.097721 | 0.099332 | 0.099915 | 0.09928 | 0.097069 | 0.092303 | #NUM! | #NUM! | #NUM! | #NUM! | #NUM! | #NUM! | #NUM! | #NUM! | #NUM! | #NUM! | #NUM! | #NUM! | #NUM! | #NUM! | #NUM! | #NUM! | #NUM! | #NUM! | #NUM! | #NUM! | #NUM! | #NUM! | #NUM! | #NUM! | #NUM! | #NUM! | #NUM! | #NUM! | #NUM! | #NUM! | #NUM! | #NUM! | #NUM! | #NUM! | #NUM! | #NUM! | #NUM! | #NUM! | #NUM! | #NUM! | #NUM! | 0.57165 | 0.89244 | 1.1494 | 1.3675 | 1.5573 | 1.7244 | 1.8722 | 2.0027 | 2.1176 | 2.2176 | 2.3033 | 2.3749 | 2.4324 | 2.4751 | 2.5023 | 2.512 | 2.5014 | 2.4641 | 2.3828 | #NUM! | #NUM! | #NUM! | #NUM! | #NUM! | #NUM! | #NUM! | #NUM! | #NUM! | #NUM! | #NUM! | #NUM! | #NUM! | #NUM! | #NUM! | #NUM! | #NUM! | #NUM! | #NUM! | #NUM! | #NUM! | #NUM! | #NUM! | #NUM! | #NUM! | #NUM! | #NUM! | #NUM! | #NUM! | #NUM! | #NUM! | #NUM! | #NUM! | #NUM! | #NUM! | #NUM! | #NUM! | #NUM! | #NUM! | #NUM! | #NUM! | 0.00092528 | 0.0040207 | 0.0093561 | 0.016845 | 0.026333 | 0.037619 | 0.050471 | 0.064629 | 0.079808 | 0.095699 | 0.11197 | 0.12826 | 0.14417 | 0.15928 | 0.17309 | 0.18502 | 0.19431 | 0.19989 | 0.19948 | #NUM! | #NUM! | #NUM! | #NUM! | #NUM! | #NUM! | #NUM! | #NUM! | #NUM! | #NUM! | #NUM! | #NUM! | #NUM! | #NUM! | #NUM! | #NUM! | #NUM! | #NUM! | #NUM! | #NUM! | #NUM! | #NUM! | #NUM! | #NUM! | #NUM! | #NUM! | #NUM! | #NUM! | #NUM! | #NUM! | #NUM! | #NUM! | #NUM! | #NUM! | #NUM! | #NUM! | #NUM! | #NUM! | #NUM! | #NUM! | #NUM! | 1 | 1 | 1 | 1 | 1 | 1 | 1 | 1 | 1 | 1 | 1 | 1 | 1 | 1 | 1 | 1 | 1 | 1 | 1 | 0 | 0 | 0 | 0 | 0 | 0 | 0 | 0 | 0 | 0 | 0 | 0 | 0 | 0 | 0 | 0 | 0 | 0 | 0 | 0 | 0 | 0 | 0 | 0 | 0 | 0 | 0 | 0 | 0 | 0 | 0 | 0 | 0 | 0 | 0 | 0 | 0 | 0 | 0 | 0 | 0 | 3.94 | 0 | 0.084668 | 1.0315 | 0.082083 | 2.2035 | 4.7366 | 1 | 0 | 4.7366 | 0 | 0
16 | 4 | 3.94 | plain cast iron | 6 | pipe |  | 4 | 4 | 18.3646 | 18.3021 | 0.11788 | 10.1902 | 10.0723 | 4.0981 | 0.084668 | 0.50801 | 3.7999 | 0 | 0 | 0 | 1 | 0 | 0 | 0 | 0.008 | 0.0001692 | 6.5156 | 598288.787 | 0.014973 | 0 | 1 | 0 | 0 | 0 | 0 | 0 | 0 | 0 | 0 | 0 | 0 | 0 | 0 | 0 | 0 | 0 | 0 | 0 | 0 | 0 | 0 | 0 | 0 | 0 | 4 | 4 | 1 | 0 | 0 | 0 | 0 | 0 | 0 | 0 | 0 | 0 | 0 | 0 | 0 | 0 | 0 | 0 | 0 | 0.99169 | 0.18038 | 0 | 0.18038 | -0.0625 | 0 | 1 | 0 | 0 | 0 | 0.010417 | 52.0828 | 74.3195 | 91.8768 | 107.1303 | 121.005 | 133.9836 | 146.3631 | 158.3491 | 170.0991 | 178.2549 | 166.5907 | 154.7846 | 142.6987 | 130.1641 | 116.9538 | 102.7287 | 86.9144 | 68.3326 | 43.4615 | #NUM! | #NUM! | #NUM! | #NUM! | #NUM! | #NUM! | #NUM! | #NUM! | #NUM! | #NUM! | #NUM! | #NUM! | #NUM! | #NUM! | #NUM! | #NUM! | #NUM! | #NUM! | #NUM! | #NUM! | #NUM! | #NUM! | #NUM! | #NUM! | #NUM! | #NUM! | #NUM! | #NUM! | #NUM! | #NUM! | #NUM! | #NUM! | #NUM! | #NUM! | #NUM! | #NUM! | #NUM! | #NUM! | #NUM! | #NUM! | #NUM! | 0.0016186 | 0.0045053 | 0.0081403 | 0.012318 | 0.016909 | 0.021815 | 0.026959 | 0.03227 | 0.037688 | 0.043155 | 0.048613 | 0.054005 | 0.059273 | 0.064353 | 0.069173 | 0.073652 | 0.077683 | 0.08112 | 0.083716 | #NUM! | #NUM! | #NUM! | #NUM! | #NUM! | #NUM! | #NUM! | #NUM! | #NUM! | #NUM! | #NUM! | #NUM! | #NUM! | #NUM! | #NUM! | #NUM! | #NUM! | #NUM! | #NUM! | #NUM! | #NUM! | #NUM! | #NUM! | #NUM! | #NUM! | #NUM! | #NUM! | #NUM! | #NUM! | #NUM! | #NUM! | #NUM! | #NUM! | #NUM! | #NUM! | #NUM! | #NUM! | #NUM! | #NUM! | #NUM! | #NUM! | 0.14923 | 0.21294 | 0.26325 | 0.30695 | 0.34671 | 0.3839 | 0.41937 | 0.45371 | 0.48738 | 0.52074 | 0.55417 | 0.58799 | 0.62262 | 0.65854 | 0.69639 | 0.73715 | 0.78246 | 0.8357 | 0.90696 | #NUM! | #NUM! | #NUM! | #NUM! | #NUM! | #NUM! | #NUM! | #NUM! | #NUM! | #NUM! | #NUM! | #NUM! | #NUM! | #NUM! | #NUM! | #NUM! | #NUM! | #NUM! | #NUM! | #NUM! | #NUM! | #NUM! | #NUM! | #NUM! | #NUM! | #NUM! | #NUM! | #NUM! | #NUM! | #NUM! | #NUM! | #NUM! | #NUM! | #NUM! | #NUM! | #NUM! | #NUM! | #NUM! | #NUM! | #NUM! | #NUM! | 0.010846 | 0.021157 | 0.030922 | 0.040131 | 0.04877 | 0.056826 | 0.064284 | 0.071125 | 0.077329 | 0.082871 | 0.087722 | 0.091847 | 0.095199 | 0.097721 | 0.099332 | 0.099915 | 0.09928 | 0.097069 | 0.092303 | #NUM! | #NUM! | #NUM! | #NUM! | #NUM! | #NUM! | #NUM! | #NUM! | #NUM! | #NUM! | #NUM! | #NUM! | #NUM! | #NUM! | #NUM! | #NUM! | #NUM! | #NUM! | #NUM! | #NUM! | #NUM! | #NUM! | #NUM! | #NUM! | #NUM! | #NUM! | #NUM! | #NUM! | #NUM! | #NUM! | #NUM! | #NUM! | #NUM! | #NUM! | #NUM! | #NUM! | #NUM! | #NUM! | #NUM! | #NUM! | #NUM! | 0.57165 | 0.89244 | 1.1494 | 1.3675 | 1.5573 | 1.7244 | 1.8722 | 2.0027 | 2.1176 | 2.2176 | 2.3033 | 2.3749 | 2.4324 | 2.4751 | 2.5023 | 2.512 | 2.5014 | 2.4641 | 2.3828 | #NUM! | #NUM! | #NUM! | #NUM! | #NUM! | #NUM! | #NUM! | #NUM! | #NUM! | #NUM! | #NUM! | #NUM! | #NUM! | #NUM! | #NUM! | #NUM! | #NUM! | #NUM! | #NUM! | #NUM! | #NUM! | #NUM! | #NUM! | #NUM! | #NUM! | #NUM! | #NUM! | #NUM! | #NUM! | #NUM! | #NUM! | #NUM! | #NUM! | #NUM! | #NUM! | #NUM! | #NUM! | #NUM! | #NUM! | #NUM! | #NUM! | 0.00092528 | 0.0040207 | 0.0093561 | 0.016845 | 0.026333 | 0.037619 | 0.050471 | 0.064629 | 0.079808 | 0.095699 | 0.11197 | 0.12826 | 0.14417 | 0.15928 | 0.17309 | 0.18502 | 0.19431 | 0.19989 | 0.19948 | #NUM! | #NUM! | #NUM! | #NUM! | #NUM! | #NUM! | #NUM! | #NUM! | #NUM! | #NUM! | #NUM! | #NUM! | #NUM! | #NUM! | #NUM! | #NUM! | #NUM! | #NUM! | #NUM! | #NUM! | #NUM! | #NUM! | #NUM! | #NUM! | #NUM! | #NUM! | #NUM! | #NUM! | #NUM! | #NUM! | #NUM! | #NUM! | #NUM! | #NUM! | #NUM! | #NUM! | #NUM! | #NUM! | #NUM! | #NUM! | #NUM! | 1 | 1 | 1 | 1 | 1 | 1 | 1 | 1 | 1 | 1 | 1 | 1 | 1 | 1 | 1 | 1 | 1 | 1 | 1 | 0 | 0 | 0 | 0 | 0 | 0 | 0 | 0 | 0 | 0 | 0 | 0 | 0 | 0 | 0 | 0 | 0 | 0 | 0 | 0 | 0 | 0 | 0 | 0 | 0 | 0 | 0 | 0 | 0 | 0 | 0 | 0 | 0 | 0 | 0 | 0 | 0 | 0 | 0 | 0 | 0 | 3.94 | 0 | 0.084668 | 1.0315 | 0.082083 | 2.2035 | 4.7366 | 1 | 0 | 4.7366 | 1.2667 | 0
17 | 6 | 6.065 | plastic | 0 | fitting | sudden enlargement | 4 | 6 |  |  | 0.071696 | 10.0723 | 10.0006 | 7.6903 | 0.20063 | 0 | 0 | 1 | 0 | 0 | 0 | 0 | 0 | 0 | 5e-06 | 6.87e-08 | 2.7497 | 318821.894 | 0.014212 | 1 | 0 | 0 | 0 | 0 | 0 | 0 | 0 | 0 | 0 | 0 | 0 | 0 | 0 | 0 | 0 | 0 | 0 | 0 | 0 | 0 | 0 | 0 | 0 | 0 | 4 | 6 | 0.66667 | 1 | 0.30864 | 0 | 0.15432 | 0 | 0 | 0 | 0 | 0 | 0 | 0 | 0 | 0 | 0.30864 | 0 | 0.30864 | 1.2522 | 0 | 0.071696 | 0.071696 | 0 | 0 | 0 | 0 | 0 | 0 |  | 41.8503 | 59.5238 | 73.3294 | 85.1841 | 95.829 | 105.6449 | 114.8593 | 123.6219 | 132.0384 | 140.188 | 148.1325 | 155.9224 | 163.6008 | 171.2057 | 178.7719 | 173.6673 | 166.0788 | 158.4282 | 150.6789 | 142.7898 | 134.713 | 126.3909 | 117.7509 | 108.6972 | 99.0969 | 88.7535 | 77.3489 | 64.2993 | 48.2619 | 23.7686 | #NUM! | #NUM! | #NUM! | #NUM! | #NUM! | #NUM! | #NUM! | #NUM! | #NUM! | #NUM! | #NUM! | #NUM! | #NUM! | #NUM! | #NUM! | #NUM! | #NUM! | #NUM! | #NUM! | #NUM! | #NUM! | #NUM! | #NUM! | #NUM! | #NUM! | #NUM! | #NUM! | #NUM! | #NUM! | #NUM! | 0.0020193 | 0.0056532 | 0.010278 | 0.015655 | 0.02164 | 0.028128 | 0.035039 | 0.042305 | 0.04987 | 0.057682 | 0.065696 | 0.073868 | 0.082159 | 0.090531 | 0.098945 | 0.10736 | 0.11575 | 0.12408 | 0.13229 | 0.14036 | 0.14824 | 0.15589 | 0.16326 | 0.1703 | 0.17693 | 0.18309 | 0.18868 | 0.19356 | 0.19756 | 0.20025 | #NUM! | #NUM! | #NUM! | #NUM! | #NUM! | #NUM! | #NUM! | #NUM! | #NUM! | #NUM! | #NUM! | #NUM! | #NUM! | #NUM! | #NUM! | #NUM! | #NUM! | #NUM! | #NUM! | #NUM! | #NUM! | #NUM! | #NUM! | #NUM! | #NUM! | #NUM! | #NUM! | #NUM! | #NUM! | #NUM! | 0.18458 | 0.26254 | 0.32343 | 0.37571 | 0.42266 | 0.46596 | 0.5066 | 0.54525 | 0.58237 | 0.61831 | 0.65335 | 0.68771 | 0.72158 | 0.75512 | 0.78849 | 0.82184 | 0.85531 | 0.88905 | 0.92323 | 0.95803 | 0.99365 | 1.0304 | 1.0685 | 1.1084 | 1.1507 | 1.1964 | 1.2467 | 1.3042 | 1.3749 | 1.483 | #NUM! | #NUM! | #NUM! | #NUM! | #NUM! | #NUM! | #NUM! | #NUM! | #NUM! | #NUM! | #NUM! | #NUM! | #NUM! | #NUM! | #NUM! | #NUM! | #NUM! | #NUM! | #NUM! | #NUM! | #NUM! | #NUM! | #NUM! | #NUM! | #NUM! | #NUM! | #NUM! | #NUM! | #NUM! | #NUM! | 0.01094 | 0.021533 | 0.031777 | 0.041667 | 0.051198 | 0.060366 | 0.069165 | 0.077589 | 0.085633 | 0.093289 | 0.10055 | 0.10741 | 0.11386 | 0.11989 | 0.12549 | 0.13064 | 0.13534 | 0.13956 | 0.14329 | 0.14651 | 0.14919 | 0.1513 | 0.1528 | 0.15364 | 0.15375 | 0.15304 | 0.15135 | 0.14841 | 0.14368 | 0.13503 | #NUM! | #NUM! | #NUM! | #NUM! | #NUM! | #NUM! | #NUM! | #NUM! | #NUM! | #NUM! | #NUM! | #NUM! | #NUM! | #NUM! | #NUM! | #NUM! | #NUM! | #NUM! | #NUM! | #NUM! | #NUM! | #NUM! | #NUM! | #NUM! | #NUM! | #NUM! | #NUM! | #NUM! | #NUM! | #NUM! | 0.57492 | 0.90298 | 1.1704 | 1.4022 | 1.6086 | 1.7953 | 1.9658 | 2.1223 | 2.2666 | 2.3997 | 2.5227 | 2.6362 | 2.7407 | 2.8366 | 2.9242 | 3.0037 | 3.0753 | 3.1389 | 3.1946 | 3.2423 | 3.2817 | 3.3126 | 3.3345 | 3.3467 | 3.3483 | 3.3379 | 3.3132 | 3.2703 | 3.2004 | 3.0707 | #NUM! | #NUM! | #NUM! | #NUM! | #NUM! | #NUM! | #NUM! | #NUM! | #NUM! | #NUM! | #NUM! | #NUM! | #NUM! | #NUM! | #NUM! | #NUM! | #NUM! | #NUM! | #NUM! | #NUM! | #NUM! | #NUM! | #NUM! | #NUM! | #NUM! | #NUM! | #NUM! | #NUM! | #NUM! | #NUM! | 0.0011609 | 0.0051048 | 0.012029 | 0.021951 | 0.034809 | 0.050497 | 0.068877 | 0.089784 | 0.11303 | 0.13842 | 0.16573 | 0.19473 | 0.22517 | 0.2568 | 0.28933 | 0.32249 | 0.35597 | 0.38946 | 0.42262 | 0.45509 | 0.48649 | 0.51641 | 0.54439 | 0.56992 | 0.59241 | 0.61113 | 0.62513 | 0.63302 | 0.63227 | 0.6149 | #NUM! | #NUM! | #NUM! | #NUM! | #NUM! | #NUM! | #NUM! | #NUM! | #NUM! | #NUM! | #NUM! | #NUM! | #NUM! | #NUM! | #NUM! | #NUM! | #NUM! | #NUM! | #NUM! | #NUM! | #NUM! | #NUM! | #NUM! | #NUM! | #NUM! | #NUM! | #NUM! | #NUM! | #NUM! | #NUM! | 1 | 1 | 1 | 1 | 1 | 1 | 1 | 1 | 1 | 1 | 1 | 1 | 1 | 1 | 1 | 1 | 1 | 1 | 0 | 0 | 0 | 0 | 0 | 0 | 0 | 0 | 0 | 0 | 0 | 0 | 0 | 0 | 0 | 0 | 0 | 0 | 0 | 0 | 0 | 0 | 0 | 0 | 0 | 0 | 0 | 0 | 0 | 0 | 0 | 0 | 0 | 0 | 0 | 0 | 0 | 0 | 0 | 0 | 0 | 0 | 6.065 | 0 | 0.20063 | 1.5878 | 0.12635 | 2.9376 | 1.9989 | 1 | 0 | 1.9989 | 0 | 0
18 | 6 | 6.065 | plastic | 2 | pipe |  | 6 | 6 | 18.3021 | 18.2813 | -0.014231 | 10.0006 | 10.0149 | 7.6903 | 0.20063 | 0.40125 | 3.0014 | 1 | 0 | 0 | 0 | 0 | 0 | 0 | 5e-06 | 6.87e-08 | 2.7497 | 318821.894 | 0.014212 | 0 | 1 | 0 | 0 | 0 | 0 | 0 | 0 | 0 | 0 | 0 | 0 | 0 | 0 | 0 | 0 | 0 | 0 | 0 | 0 | 0 | 0 | 0 | 0 | 0 | 6 | 6 | 1 | 0 | 0 | 0 | 0 | 0 | 0 | 0 | 0 | 0 | 0 | 0 | 0 | 0 | 0 | 0 | 0 | 1.2522 | 0.0066027 | 0 | 0.0066027 | -0.020833 | 0 | 1 | 0 | 0 | 0 | 0.010417 | 41.8503 | 59.5238 | 73.3294 | 85.1841 | 95.829 | 105.6449 | 114.8593 | 123.6219 | 132.0384 | 140.188 | 148.1325 | 155.9224 | 163.6008 | 171.2057 | 178.7719 | 173.6673 | 166.0788 | 158.4282 | 150.6789 | 142.7898 | 134.713 | 126.3909 | 117.7509 | 108.6972 | 99.0969 | 88.7535 | 77.3489 | 64.2993 | 48.2619 | 23.7686 | #NUM! | #NUM! | #NUM! | #NUM! | #NUM! | #NUM! | #NUM! | #NUM! | #NUM! | #NUM! | #NUM! | #NUM! | #NUM! | #NUM! | #NUM! | #NUM! | #NUM! | #NUM! | #NUM! | #NUM! | #NUM! | #NUM! | #NUM! | #NUM! | #NUM! | #NUM! | #NUM! | #NUM! | #NUM! | #NUM! | 0.0020193 | 0.0056532 | 0.010278 | 0.015655 | 0.02164 | 0.028128 | 0.035039 | 0.042305 | 0.04987 | 0.057682 | 0.065696 | 0.073868 | 0.082159 | 0.090531 | 0.098945 | 0.10736 | 0.11575 | 0.12408 | 0.13229 | 0.14036 | 0.14824 | 0.15589 | 0.16326 | 0.1703 | 0.17693 | 0.18309 | 0.18868 | 0.19356 | 0.19756 | 0.20025 | #NUM! | #NUM! | #NUM! | #NUM! | #NUM! | #NUM! | #NUM! | #NUM! | #NUM! | #NUM! | #NUM! | #NUM! | #NUM! | #NUM! | #NUM! | #NUM! | #NUM! | #NUM! | #NUM! | #NUM! | #NUM! | #NUM! | #NUM! | #NUM! | #NUM! | #NUM! | #NUM! | #NUM! | #NUM! | #NUM! | 0.18458 | 0.26254 | 0.32343 | 0.37571 | 0.42266 | 0.46596 | 0.5066 | 0.54525 | 0.58237 | 0.61831 | 0.65335 | 0.68771 | 0.72158 | 0.75512 | 0.78849 | 0.82184 | 0.85531 | 0.88905 | 0.92323 | 0.95803 | 0.99365 | 1.0304 | 1.0685 | 1.1084 | 1.1507 | 1.1964 | 1.2467 | 1.3042 | 1.3749 | 1.483 | #NUM! | #NUM! | #NUM! | #NUM! | #NUM! | #NUM! | #NUM! | #NUM! | #NUM! | #NUM! | #NUM! | #NUM! | #NUM! | #NUM! | #NUM! | #NUM! | #NUM! | #NUM! | #NUM! | #NUM! | #NUM! | #NUM! | #NUM! | #NUM! | #NUM! | #NUM! | #NUM! | #NUM! | #NUM! | #NUM! | 0.01094 | 0.021533 | 0.031777 | 0.041667 | 0.051198 | 0.060366 | 0.069165 | 0.077589 | 0.085633 | 0.093289 | 0.10055 | 0.10741 | 0.11386 | 0.11989 | 0.12549 | 0.13064 | 0.13534 | 0.13956 | 0.14329 | 0.14651 | 0.14919 | 0.1513 | 0.1528 | 0.15364 | 0.15375 | 0.15304 | 0.15135 | 0.14841 | 0.14368 | 0.13503 | #NUM! | #NUM! | #NUM! | #NUM! | #NUM! | #NUM! | #NUM! | #NUM! | #NUM! | #NUM! | #NUM! | #NUM! | #NUM! | #NUM! | #NUM! | #NUM! | #NUM! | #NUM! | #NUM! | #NUM! | #NUM! | #NUM! | #NUM! | #NUM! | #NUM! | #NUM! | #NUM! | #NUM! | #NUM! | #NUM! | 0.57492 | 0.90298 | 1.1704 | 1.4022 | 1.6086 | 1.7953 | 1.9658 | 2.1223 | 2.2666 | 2.3997 | 2.5227 | 2.6362 | 2.7407 | 2.8366 | 2.9242 | 3.0037 | 3.0753 | 3.1389 | 3.1946 | 3.2423 | 3.2817 | 3.3126 | 3.3345 | 3.3467 | 3.3483 | 3.3379 | 3.3132 | 3.2703 | 3.2004 | 3.0707 | #NUM! | #NUM! | #NUM! | #NUM! | #NUM! | #NUM! | #NUM! | #NUM! | #NUM! | #NUM! | #NUM! | #NUM! | #NUM! | #NUM! | #NUM! | #NUM! | #NUM! | #NUM! | #NUM! | #NUM! | #NUM! | #NUM! | #NUM! | #NUM! | #NUM! | #NUM! | #NUM! | #NUM! | #NUM! | #NUM! | 0.0011609 | 0.0051048 | 0.012029 | 0.021951 | 0.034809 | 0.050497 | 0.068877 | 0.089784 | 0.11303 | 0.13842 | 0.16573 | 0.19473 | 0.22517 | 0.2568 | 0.28933 | 0.32249 | 0.35597 | 0.38946 | 0.42262 | 0.45509 | 0.48649 | 0.51641 | 0.54439 | 0.56992 | 0.59241 | 0.61113 | 0.62513 | 0.63302 | 0.63227 | 0.6149 | #NUM! | #NUM! | #NUM! | #NUM! | #NUM! | #NUM! | #NUM! | #NUM! | #NUM! | #NUM! | #NUM! | #NUM! | #NUM! | #NUM! | #NUM! | #NUM! | #NUM! | #NUM! | #NUM! | #NUM! | #NUM! | #NUM! | #NUM! | #NUM! | #NUM! | #NUM! | #NUM! | #NUM! | #NUM! | #NUM! | 1 | 1 | 1 | 1 | 1 | 1 | 1 | 1 | 1 | 1 | 1 | 1 | 1 | 1 | 1 | 1 | 1 | 1 | 0 | 0 | 0 | 0 | 0 | 0 | 0 | 0 | 0 | 0 | 0 | 0 | 0 | 0 | 0 | 0 | 0 | 0 | 0 | 0 | 0 | 0 | 0 | 0 | 0 | 0 | 0 | 0 | 0 | 0 | 0 | 0 | 0 | 0 | 0 | 0 | 0 | 0 | 0 | 0 | 0 | 0 | 6.065 | 0 | 0.20063 | 1.5878 | 0.12635 | 2.9376 | 1.9989 | 1 | 0 | 1.9989 | 1.0005 | 0
19 | 8 | 7.92 | plastic | 0 | fitting | sudden enlargement | 6 | 8 |  |  | 0.011709 | 10.0149 | 10.0032 | 11.3934 | 0.34212 | 0 | 0 | 1 | 0 | 0 | 0 | 0 | 0 | 0 | 5e-06 | 5.2609e-08 | 1.6125 | 215199.7208 | 0.015313 | 1 | 0 | 0 | 0 | 0 | 0 | 0 | 0 | 0 | 0 | 0 | 0 | 0 | 0 | 0 | 0 | 0 | 0 | 0 | 0 | 0 | 0 | 0 | 0 | 0 | 6 | 8 | 0.75 | 1 | 0.19141 | 0 | 0.095703 | 0 | 0 | 0 | 0 | 0 | 0 | 0 | 0 | 0 | 0.19141 | 0 | 0.19141 | 1.4413 | 0 | 0.011709 | 0.011709 | 0 | 0 | 0 | 0 | 0 | 0 |  | 36.5746 | 51.9488 | 63.9055 | 74.1248 | 83.2558 | 91.6312 | 99.4488 | 106.8379 | 113.8885 | 120.6672 | 127.2244 | 133.6003 | 139.8275 | 145.9332 | 151.9407 | 157.8704 | 163.7406 | 169.5682 | 175.3688 | 178.8425 | 173.0508 | 167.2413 | 161.3986 | 155.5066 | 149.5481 | 143.5039 | 137.3526 | 131.0695 | 124.6253 | 117.9848 | 111.1042 | 103.9273 | 96.3794 | 88.3571 | 79.7086 | 70.1936 | 59.3872 | 46.3835 | 28.2822 | #NUM! | #NUM! | #NUM! | #NUM! | #NUM! | #NUM! | #NUM! | #NUM! | #NUM! | #NUM! | #NUM! | #NUM! | #NUM! | #NUM! | #NUM! | #NUM! | #NUM! | #NUM! | #NUM! | #NUM! | #NUM! | 0.0023129 | 0.0064914 | 0.011832 | 0.01807 | 0.025047 | 0.032652 | 0.040798 | 0.049416 | 0.058446 | 0.067839 | 0.077548 | 0.087534 | 0.097757 | 0.10818 | 0.11878 | 0.12952 | 0.14036 | 0.15129 | 0.16226 | 0.17326 | 0.18425 | 0.19521 | 0.20611 | 0.21691 | 0.2276 | 0.23813 | 0.24848 | 0.25861 | 0.26849 | 0.27808 | 0.28733 | 0.2962 | 0.30464 | 0.31258 | 0.31994 | 0.32664 | 0.33254 | 0.33746 | 0.34104 | #NUM! | #NUM! | #NUM! | #NUM! | #NUM! | #NUM! | #NUM! | #NUM! | #NUM! | #NUM! | #NUM! | #NUM! | #NUM! | #NUM! | #NUM! | #NUM! | #NUM! | #NUM! | #NUM! | #NUM! | #NUM! | 0.21065 | 0.2992 | 0.36807 | 0.42693 | 0.47952 | 0.52776 | 0.57278 | 0.61534 | 0.65595 | 0.69499 | 0.73276 | 0.76948 | 0.80535 | 0.84051 | 0.87512 | 0.90927 | 0.94308 | 0.97664 | 1.0101 | 1.0434 | 1.0768 | 1.1102 | 1.1439 | 1.1778 | 1.2121 | 1.2469 | 1.2824 | 1.3185 | 1.3557 | 1.3939 | 1.4335 | 1.4749 | 1.5183 | 1.5646 | 1.6144 | 1.6692 | 1.7314 | 1.8063 | 1.9106 | #NUM! | #NUM! | #NUM! | #NUM! | #NUM! | #NUM! | #NUM! | #NUM! | #NUM! | #NUM! | #NUM! | #NUM! | #NUM! | #NUM! | #NUM! | #NUM! | #NUM! | #NUM! | #NUM! | #NUM! | #NUM! | 0.01098 | 0.021696 | 0.032145 | 0.042325 | 0.052234 | 0.06187 | 0.071228 | 0.080306 | 0.089102 | 0.097611 | 0.10583 | 0.11376 | 0.12139 | 0.12871 | 0.13573 | 0.14244 | 0.14883 | 0.15491 | 0.16065 | 0.16605 | 0.17112 | 0.17583 | 0.18018 | 0.18417 | 0.18777 | 0.19097 | 0.19377 | 0.19613 | 0.19805 | 0.1995 | 0.20044 | 0.20083 | 0.20064 | 0.19979 | 0.19819 | 0.19569 | 0.19207 | 0.18682 | 0.1785 | #NUM! | #NUM! | #NUM! | #NUM! | #NUM! | #NUM! | #NUM! | #NUM! | #NUM! | #NUM! | #NUM! | #NUM! | #NUM! | #NUM! | #NUM! | #NUM! | #NUM! | #NUM! | #NUM! | #NUM! | #NUM! | 0.57633 | 0.90751 | 1.1795 | 1.4169 | 1.6302 | 1.825 | 2.0047 | 2.1716 | 2.3274 | 2.4733 | 2.6102 | 2.739 | 2.8601 | 2.9741 | 3.0813 | 3.182 | 3.2765 | 3.365 | 3.4476 | 3.5246 | 3.5959 | 3.6616 | 3.7218 | 3.7764 | 3.8255 | 3.8689 | 3.9065 | 3.9383 | 3.9639 | 3.9832 | 3.9957 | 4.001 | 3.9984 | 3.9871 | 3.9657 | 3.9324 | 3.8836 | 3.8127 | 3.6986 | #NUM! | #NUM! | #NUM! | #NUM! | #NUM! | #NUM! | #NUM! | #NUM! | #NUM! | #NUM! | #NUM! | #NUM! | #NUM! | #NUM! | #NUM! | #NUM! | #NUM! | #NUM! | #NUM! | #NUM! | #NUM! | 0.001333 | 0.005891 | 0.013955 | 0.025603 | 0.040833 | 0.059589 | 0.081786 | 0.10731 | 0.13603 | 0.16778 | 0.20242 | 0.23975 | 0.2796 | 0.32175 | 0.366 | 0.41212 | 0.4599 | 0.50908 | 0.55942 | 0.61067 | 0.66255 | 0.71478 | 0.76708 | 0.81915 | 0.87066 | 0.92129 | 0.97069 | 1.0185 | 1.0643 | 1.1076 | 1.1481 | 1.1851 | 1.2181 | 1.2463 | 1.2688 | 1.2845 | 1.2915 | 1.2866 | 1.2614 | #NUM! | #NUM! | #NUM! | #NUM! | #NUM! | #NUM! | #NUM! | #NUM! | #NUM! | #NUM! | #NUM! | #NUM! | #NUM! | #NUM! | #NUM! | #NUM! | #NUM! | #NUM! | #NUM! | #NUM! | #NUM! | 1 | 1 | 1 | 1 | 1 | 1 | 1 | 1 | 1 | 1 | 1 | 1 | 1 | 1 | 1 | 0 | 0 | 0 | 0 | 0 | 0 | 0 | 0 | 0 | 0 | 0 | 0 | 0 | 0 | 0 | 0 | 0 | 0 | 0 | 0 | 0 | 0 | 0 | 0 | 0 | 0 | 0 | 0 | 0 | 0 | 0 | 0 | 0 | 0 | 0 | 0 | 0 | 0 | 0 | 0 | 0 | 0 | 0 | 0 | 0 | 7.92 | 0 | 0.34212 | 2.0735 | 0.165 | 3.5096 | 1.1722 | 1 | 0 | 1.1722 | 0 | 0
20 | 8 | 7.92 | plastic | 38 | pipe |  | 8 | 8 | 18.2813 | 17.8854 | -0.36024 | 10.0032 | 10.3634 | 11.3934 | 0.34212 | 13.0005 | 97.244 | 1 | 0 | 0 | 0 | 0 | 0 | 0 | 5e-06 | 5.2609e-08 | 1.6125 | 215199.7208 | 0.015313 | 0 | 1 | 0 | 0 | 0 | 0 | 0 | 0 | 0 | 0 | 0 | 0 | 0 | 0 | 0 | 0 | 0 | 0 | 0 | 0 | 0 | 0 | 0 | 0 | 0 | 8 | 8 | 1 | 0 | 0 | 0 | 0 | 0 | 0 | 0 | 0 | 0 | 0 | 0 | 0 | 0 | 0 | 0 | 0 | 1.4413 | 0.035596 | 0 | 0.035596 | -0.39583 | 0 | 1 | 0 | 0 | 0 | 0.010417 | 36.5746 | 51.9488 | 63.9055 | 74.1248 | 83.2558 | 91.6312 | 99.4488 | 106.8379 | 113.8885 | 120.6672 | 127.2244 | 133.6003 | 139.8275 | 145.9332 | 151.9407 | 157.8704 | 163.7406 | 169.5682 | 175.3688 | 178.8425 | 173.0508 | 167.2413 | 161.3986 | 155.5066 | 149.5481 | 143.5039 | 137.3526 | 131.0695 | 124.6253 | 117.9848 | 111.1042 | 103.9273 | 96.3794 | 88.3571 | 79.7086 | 70.1936 | 59.3872 | 46.3835 | 28.2822 | #NUM! | #NUM! | #NUM! | #NUM! | #NUM! | #NUM! | #NUM! | #NUM! | #NUM! | #NUM! | #NUM! | #NUM! | #NUM! | #NUM! | #NUM! | #NUM! | #NUM! | #NUM! | #NUM! | #NUM! | #NUM! | 0.0023129 | 0.0064914 | 0.011832 | 0.01807 | 0.025047 | 0.032652 | 0.040798 | 0.049416 | 0.058446 | 0.067839 | 0.077548 | 0.087534 | 0.097757 | 0.10818 | 0.11878 | 0.12952 | 0.14036 | 0.15129 | 0.16226 | 0.17326 | 0.18425 | 0.19521 | 0.20611 | 0.21691 | 0.2276 | 0.23813 | 0.24848 | 0.25861 | 0.26849 | 0.27808 | 0.28733 | 0.2962 | 0.30464 | 0.31258 | 0.31994 | 0.32664 | 0.33254 | 0.33746 | 0.34104 | #NUM! | #NUM! | #NUM! | #NUM! | #NUM! | #NUM! | #NUM! | #NUM! | #NUM! | #NUM! | #NUM! | #NUM! | #NUM! | #NUM! | #NUM! | #NUM! | #NUM! | #NUM! | #NUM! | #NUM! | #NUM! | 0.21065 | 0.2992 | 0.36807 | 0.42693 | 0.47952 | 0.52776 | 0.57278 | 0.61534 | 0.65595 | 0.69499 | 0.73276 | 0.76948 | 0.80535 | 0.84051 | 0.87512 | 0.90927 | 0.94308 | 0.97664 | 1.0101 | 1.0434 | 1.0768 | 1.1102 | 1.1439 | 1.1778 | 1.2121 | 1.2469 | 1.2824 | 1.3185 | 1.3557 | 1.3939 | 1.4335 | 1.4749 | 1.5183 | 1.5646 | 1.6144 | 1.6692 | 1.7314 | 1.8063 | 1.9106 | #NUM! | #NUM! | #NUM! | #NUM! | #NUM! | #NUM! | #NUM! | #NUM! | #NUM! | #NUM! | #NUM! | #NUM! | #NUM! | #NUM! | #NUM! | #NUM! | #NUM! | #NUM! | #NUM! | #NUM! | #NUM! | 0.01098 | 0.021696 | 0.032145 | 0.042325 | 0.052234 | 0.06187 | 0.071228 | 0.080306 | 0.089102 | 0.097611 | 0.10583 | 0.11376 | 0.12139 | 0.12871 | 0.13573 | 0.14244 | 0.14883 | 0.15491 | 0.16065 | 0.16605 | 0.17112 | 0.17583 | 0.18018 | 0.18417 | 0.18777 | 0.19097 | 0.19377 | 0.19613 | 0.19805 | 0.1995 | 0.20044 | 0.20083 | 0.20064 | 0.19979 | 0.19819 | 0.19569 | 0.19207 | 0.18682 | 0.1785 | #NUM! | #NUM! | #NUM! | #NUM! | #NUM! | #NUM! | #NUM! | #NUM! | #NUM! | #NUM! | #NUM! | #NUM! | #NUM! | #NUM! | #NUM! | #NUM! | #NUM! | #NUM! | #NUM! | #NUM! | #NUM! | 0.57633 | 0.90751 | 1.1795 | 1.4169 | 1.6302 | 1.825 | 2.0047 | 2.1716 | 2.3274 | 2.4733 | 2.6102 | 2.739 | 2.8601 | 2.9741 | 3.0813 | 3.182 | 3.2765 | 3.365 | 3.4476 | 3.5246 | 3.5959 | 3.6616 | 3.7218 | 3.7764 | 3.8255 | 3.8689 | 3.9065 | 3.9383 | 3.9639 | 3.9832 | 3.9957 | 4.001 | 3.9984 | 3.9871 | 3.9657 | 3.9324 | 3.8836 | 3.8127 | 3.6986 | #NUM! | #NUM! | #NUM! | #NUM! | #NUM! | #NUM! | #NUM! | #NUM! | #NUM! | #NUM! | #NUM! | #NUM! | #NUM! | #NUM! | #NUM! | #NUM! | #NUM! | #NUM! | #NUM! | #NUM! | #NUM! | 0.001333 | 0.005891 | 0.013955 | 0.025603 | 0.040833 | 0.059589 | 0.081786 | 0.10731 | 0.13603 | 0.16778 | 0.20242 | 0.23975 | 0.2796 | 0.32175 | 0.366 | 0.41212 | 0.4599 | 0.50908 | 0.55942 | 0.61067 | 0.66255 | 0.71478 | 0.76708 | 0.81915 | 0.87066 | 0.92129 | 0.97069 | 1.0185 | 1.0643 | 1.1076 | 1.1481 | 1.1851 | 1.2181 | 1.2463 | 1.2688 | 1.2845 | 1.2915 | 1.2866 | 1.2614 | #NUM! | #NUM! | #NUM! | #NUM! | #NUM! | #NUM! | #NUM! | #NUM! | #NUM! | #NUM! | #NUM! | #NUM! | #NUM! | #NUM! | #NUM! | #NUM! | #NUM! | #NUM! | #NUM! | #NUM! | #NUM! | 1 | 1 | 1 | 1 | 1 | 1 | 1 | 1 | 1 | 1 | 1 | 1 | 1 | 1 | 1 | 0 | 0 | 0 | 0 | 0 | 0 | 0 | 0 | 0 | 0 | 0 | 0 | 0 | 0 | 0 | 0 | 0 | 0 | 0 | 0 | 0 | 0 | 0 | 0 | 0 | 0 | 0 | 0 | 0 | 0 | 0 | 0 | 0 | 0 | 0 | 0 | 0 | 0 | 0 | 0 | 0 | 0 | 0 | 0 | 0 | 7.92 | 0 | 0.34212 | 2.0735 | 0.165 | 3.5096 | 1.1722 | 1 | 0 | 1.1722 | 32.417 | 0
21 | 10 | 9.9 | plastic | 0 | fitting | sudden enlargement | 8 | 10 |  |  | 0.0025979 | 10.3634 | 10.3608 | 15.8497 | 0.53456 | 0 | 0 | 1 | 0 | 0 | 0 | 0 | 0 | 0 | 5e-06 | 4.2088e-08 | 1.032 | 154693.7666 | 0.016339 | 1 | 0 | 0 | 0 | 0 | 0 | 0 | 0 | 0 | 0 | 0 | 0 | 0 | 0 | 0 | 0 | 0 | 0 | 0 | 0 | 0 | 0 | 0 | 0 | 0 | 8 | 10 | 0.8 | 1 | 0.1296 | 0 | 0.0648 | 0 | 0 | 0 | 0 | 0 | 0 | 0 | 0 | 0 | 0.1296 | 0 | 0.1296 | 1.6189 | 0 | 0.0025979 | 0.0025979 | 0 | 0 | 0 | 0 | 0 | 0 |  | 32.6854 | 46.3835 | 57.007 | 66.0603 | 74.1248 | 81.4981 | 88.3571 | 94.8169 | 100.9576 | 106.8379 | 112.502 | 117.9848 | 123.3142 | 128.513 | 133.6003 | 138.5926 | 143.5039 | 148.3468 | 153.1322 | 157.8704 | 162.5705 | 167.2413 | 171.8908 | 176.527 | 178.8425 | 174.2101 | 169.5682 | 164.909 | 160.2247 | 155.5066 | 150.746 | 145.9332 | 141.0576 | 136.1074 | 131.0695 | 125.9286 | 120.6672 | 115.2642 | 109.6946 | 103.9273 | 97.9231 | 91.6312 | 84.9836 | 77.8849 | 70.1936 | 61.6837 | 51.9488 | 40.1 | 23.0727 | #NUM! | #NUM! | #NUM! | #NUM! | #NUM! | #NUM! | #NUM! | #NUM! | #NUM! | #NUM! | #NUM! | 0.0025899 | 0.0072803 | 0.013291 | 0.020333 | 0.028234 | 0.036873 | 0.046158 | 0.056015 | 0.066384 | 0.077212 | 0.088453 | 0.10006 | 0.11201 | 0.12426 | 0.13677 | 0.14952 | 0.16249 | 0.17563 | 0.18894 | 0.20237 | 0.21592 | 0.22955 | 0.24324 | 0.25697 | 0.27072 | 0.28446 | 0.29818 | 0.31184 | 0.32543 | 0.33892 | 0.3523 | 0.36552 | 0.37858 | 0.39144 | 0.40408 | 0.41646 | 0.42856 | 0.44035 | 0.45178 | 0.46282 | 0.47342 | 0.48354 | 0.49312 | 0.50209 | 0.51038 | 0.51787 | 0.52442 | 0.52982 | 0.53364 | #NUM! | #NUM! | #NUM! | #NUM! | #NUM! | #NUM! | #NUM! | #NUM! | #NUM! | #NUM! | #NUM! | 0.23532 | 0.33394 | 0.41042 | 0.4756 | 0.53366 | 0.58674 | 0.63613 | 0.68263 | 0.72684 | 0.76918 | 0.80996 | 0.84943 | 0.8878 | 0.92523 | 0.96185 | 0.9978 | 1.0332 | 1.068 | 1.1025 | 1.1366 | 1.1704 | 1.2041 | 1.2375 | 1.2709 | 1.3042 | 1.3376 | 1.371 | 1.4046 | 1.4383 | 1.4722 | 1.5065 | 1.5412 | 1.5763 | 1.6119 | 1.6482 | 1.6852 | 1.7231 | 1.762 | 1.8021 | 1.8436 | 1.8868 | 1.9321 | 1.98 | 2.0311 | 2.0865 | 2.1477 | 2.2178 | 2.3031 | 2.4257 | #NUM! | #NUM! | #NUM! | #NUM! | #NUM! | #NUM! | #NUM! | #NUM! | #NUM! | #NUM! | #NUM! | 0.011006 | 0.021801 | 0.032384 | 0.042753 | 0.052907 | 0.062843 | 0.072561 | 0.082058 | 0.091332 | 0.10038 | 0.10921 | 0.1178 | 0.12617 | 0.1343 | 0.1422 | 0.14985 | 0.15727 | 0.16445 | 0.17137 | 0.17805 | 0.18448 | 0.19065 | 0.19655 | 0.20219 | 0.20757 | 0.21267 | 0.21749 | 0.22202 | 0.22626 | 0.23021 | 0.23385 | 0.23717 | 0.24017 | 0.24284 | 0.24517 | 0.24713 | 0.24872 | 0.24992 | 0.2507 | 0.25104 | 0.25091 | 0.25027 | 0.24905 | 0.24721 | 0.24461 | 0.24112 | 0.23646 | 0.23004 | 0.22 | #NUM! | #NUM! | #NUM! | #NUM! | #NUM! | #NUM! | #NUM! | #NUM! | #NUM! | #NUM! | #NUM! | 0.57725 | 0.91046 | 1.1853 | 1.4264 | 1.6442 | 1.8441 | 2.0296 | 2.203 | 2.366 | 2.5199 | 2.6655 | 2.8036 | 2.9347 | 3.0595 | 3.1783 | 3.2914 | 3.3992 | 3.5018 | 3.5995 | 3.6924 | 3.7807 | 3.8645 | 3.9439 | 4.019 | 4.0899 | 4.1566 | 4.2192 | 4.2776 | 4.3319 | 4.3821 | 4.4282 | 4.4701 | 4.5077 | 4.5411 | 4.57 | 4.5944 | 4.614 | 4.6288 | 4.6385 | 4.6427 | 4.6411 | 4.6331 | 4.6182 | 4.5953 | 4.5631 | 4.5196 | 4.4611 | 4.3801 | 4.2516 | #NUM! | #NUM! | #NUM! | #NUM! | #NUM! | #NUM! | #NUM! | #NUM! | #NUM! | #NUM! | #NUM! | 0.001495 | 0.0066284 | 0.015754 | 0.029004 | 0.046422 | 0.067996 | 0.093681 | 0.1234 | 0.15707 | 0.19457 | 0.23577 | 0.28054 | 0.32872 | 0.38017 | 0.4347 | 0.49215 | 0.55232 | 0.61503 | 0.68006 | 0.74723 | 0.81631 | 0.88708 | 0.95931 | 1.0328 | 1.1072 | 1.1824 | 1.2581 | 1.3339 | 1.4097 | 1.4852 | 1.56 | 1.6339 | 1.7065 | 1.7776 | 1.8466 | 1.9134 | 1.9774 | 2.0383 | 2.0956 | 2.1487 | 2.1972 | 2.2403 | 2.2773 | 2.3073 | 2.3289 | 2.3405 | 2.3395 | 2.3206 | 2.2688 | #NUM! | #NUM! | #NUM! | #NUM! | #NUM! | #NUM! | #NUM! | #NUM! | #NUM! | #NUM! | #NUM! | 1 | 1 | 1 | 1 | 1 | 1 | 1 | 1 | 1 | 1 | 1 | 1 | 1 | 1 | 0 | 0 | 0 | 0 | 0 | 0 | 0 | 0 | 0 | 0 | 0 | 0 | 0 | 0 | 0 | 0 | 0 | 0 | 0 | 0 | 0 | 0 | 0 | 0 | 0 | 0 | 0 | 0 | 0 | 0 | 0 | 0 | 0 | 0 | 0 | 0 | 0 | 0 | 0 | 0 | 0 | 0 | 0 | 0 | 0 | 0 | 9.9 | 0 | 0.53456 | 2.5918 | 0.20625 | 4.0726 | 0.75022 | 1 | 0 | 0.75022 | 0 | 0
22 | 10 | 9.9 | plastic | 10 | pipe |  | 10 | 10 | 17.8854 | 17.7813 | -0.10089 | 10.3608 | 10.4617 | 15.8497 | 0.53456 | 5.3456 | 39.9852 | 1 | 0 | 0 | 0 | 0 | 0 | 0 | 5e-06 | 4.2088e-08 | 1.032 | 154693.7666 | 0.016339 | 0 | 1 | 0 | 0 | 0 | 0 | 0 | 0 | 0 | 0 | 0 | 0 | 0 | 0 | 0 | 0 | 0 | 0 | 0 | 0 | 0 | 0 | 0 | 0 | 0 | 10 | 10 | 1 | 0 | 0 | 0 | 0 | 0 | 0 | 0 | 0 | 0 | 0 | 0 | 0 | 0 | 0 | 0 | 0 | 1.6189 | 0.0032753 | 0 | 0.0032753 | -0.10417 | 0 | 1 | 0 | 0 | 0 | 0.010417 | 32.6854 | 46.3835 | 57.007 | 66.0603 | 74.1248 | 81.4981 | 88.3571 | 94.8169 | 100.9576 | 106.8379 | 112.502 | 117.9848 | 123.3142 | 128.513 | 133.6003 | 138.5926 | 143.5039 | 148.3468 | 153.1322 | 157.8704 | 162.5705 | 167.2413 | 171.8908 | 176.527 | 178.8425 | 174.2101 | 169.5682 | 164.909 | 160.2247 | 155.5066 | 150.746 | 145.9332 | 141.0576 | 136.1074 | 131.0695 | 125.9286 | 120.6672 | 115.2642 | 109.6946 | 103.9273 | 97.9231 | 91.6312 | 84.9836 | 77.8849 | 70.1936 | 61.6837 | 51.9488 | 40.1 | 23.0727 | #NUM! | #NUM! | #NUM! | #NUM! | #NUM! | #NUM! | #NUM! | #NUM! | #NUM! | #NUM! | #NUM! | 0.0025899 | 0.0072803 | 0.013291 | 0.020333 | 0.028234 | 0.036873 | 0.046158 | 0.056015 | 0.066384 | 0.077212 | 0.088453 | 0.10006 | 0.11201 | 0.12426 | 0.13677 | 0.14952 | 0.16249 | 0.17563 | 0.18894 | 0.20237 | 0.21592 | 0.22955 | 0.24324 | 0.25697 | 0.27072 | 0.28446 | 0.29818 | 0.31184 | 0.32543 | 0.33892 | 0.3523 | 0.36552 | 0.37858 | 0.39144 | 0.40408 | 0.41646 | 0.42856 | 0.44035 | 0.45178 | 0.46282 | 0.47342 | 0.48354 | 0.49312 | 0.50209 | 0.51038 | 0.51787 | 0.52442 | 0.52982 | 0.53364 | #NUM! | #NUM! | #NUM! | #NUM! | #NUM! | #NUM! | #NUM! | #NUM! | #NUM! | #NUM! | #NUM! | 0.23532 | 0.33394 | 0.41042 | 0.4756 | 0.53366 | 0.58674 | 0.63613 | 0.68263 | 0.72684 | 0.76918 | 0.80996 | 0.84943 | 0.8878 | 0.92523 | 0.96185 | 0.9978 | 1.0332 | 1.068 | 1.1025 | 1.1366 | 1.1704 | 1.2041 | 1.2375 | 1.2709 | 1.3042 | 1.3376 | 1.371 | 1.4046 | 1.4383 | 1.4722 | 1.5065 | 1.5412 | 1.5763 | 1.6119 | 1.6482 | 1.6852 | 1.7231 | 1.762 | 1.8021 | 1.8436 | 1.8868 | 1.9321 | 1.98 | 2.0311 | 2.0865 | 2.1477 | 2.2178 | 2.3031 | 2.4257 | #NUM! | #NUM! | #NUM! | #NUM! | #NUM! | #NUM! | #NUM! | #NUM! | #NUM! | #NUM! | #NUM! | 0.011006 | 0.021801 | 0.032384 | 0.042753 | 0.052907 | 0.062843 | 0.072561 | 0.082058 | 0.091332 | 0.10038 | 0.10921 | 0.1178 | 0.12617 | 0.1343 | 0.1422 | 0.14985 | 0.15727 | 0.16445 | 0.17137 | 0.17805 | 0.18448 | 0.19065 | 0.19655 | 0.20219 | 0.20757 | 0.21267 | 0.21749 | 0.22202 | 0.22626 | 0.23021 | 0.23385 | 0.23717 | 0.24017 | 0.24284 | 0.24517 | 0.24713 | 0.24872 | 0.24992 | 0.2507 | 0.25104 | 0.25091 | 0.25027 | 0.24905 | 0.24721 | 0.24461 | 0.24112 | 0.23646 | 0.23004 | 0.22 | #NUM! | #NUM! | #NUM! | #NUM! | #NUM! | #NUM! | #NUM! | #NUM! | #NUM! | #NUM! | #NUM! | 0.57725 | 0.91046 | 1.1853 | 1.4264 | 1.6442 | 1.8441 | 2.0296 | 2.203 | 2.366 | 2.5199 | 2.6655 | 2.8036 | 2.9347 | 3.0595 | 3.1783 | 3.2914 | 3.3992 | 3.5018 | 3.5995 | 3.6924 | 3.7807 | 3.8645 | 3.9439 | 4.019 | 4.0899 | 4.1566 | 4.2192 | 4.2776 | 4.3319 | 4.3821 | 4.4282 | 4.4701 | 4.5077 | 4.5411 | 4.57 | 4.5944 | 4.614 | 4.6288 | 4.6385 | 4.6427 | 4.6411 | 4.6331 | 4.6182 | 4.5953 | 4.5631 | 4.5196 | 4.4611 | 4.3801 | 4.2516 | #NUM! | #NUM! | #NUM! | #NUM! | #NUM! | #NUM! | #NUM! | #NUM! | #NUM! | #NUM! | #NUM! | 0.001495 | 0.0066284 | 0.015754 | 0.029004 | 0.046422 | 0.067996 | 0.093681 | 0.1234 | 0.15707 | 0.19457 | 0.23577 | 0.28054 | 0.32872 | 0.38017 | 0.4347 | 0.49215 | 0.55232 | 0.61503 | 0.68006 | 0.74723 | 0.81631 | 0.88708 | 0.95931 | 1.0328 | 1.1072 | 1.1824 | 1.2581 | 1.3339 | 1.4097 | 1.4852 | 1.56 | 1.6339 | 1.7065 | 1.7776 | 1.8466 | 1.9134 | 1.9774 | 2.0383 | 2.0956 | 2.1487 | 2.1972 | 2.2403 | 2.2773 | 2.3073 | 2.3289 | 2.3405 | 2.3395 | 2.3206 | 2.2688 | #NUM! | #NUM! | #NUM! | #NUM! | #NUM! | #NUM! | #NUM! | #NUM! | #NUM! | #NUM! | #NUM! | 1 | 1 | 1 | 1 | 1 | 1 | 1 | 1 | 1 | 1 | 1 | 1 | 1 | 1 | 0 | 0 | 0 | 0 | 0 | 0 | 0 | 0 | 0 | 0 | 0 | 0 | 0 | 0 | 0 | 0 | 0 | 0 | 0 | 0 | 0 | 0 | 0 | 0 | 0 | 0 | 0 | 0 | 0 | 0 | 0 | 0 | 0 | 0 | 0 | 0 | 0 | 0 | 0 | 0 | 0 | 0 | 0 | 0 | 0 | 0 | 9.9 | 0 | 0.53456 | 2.5918 | 0.20625 | 4.0726 | 0.75022 | 1 | 0 | 0.75022 | 13.3294 | 0
23 | 10 | 9.9 | plastic | 0 | fitting | pipe exit | 10 | 10 |  |  | 0.020046 | 10.4617 | 10.4416 | 15.8497 | 0.53456 | 0 | 0 | 1 | 0 | 0 | 0 | 0 | 0 | 0 | 5e-06 | 4.2088e-08 | 1.032 | 154693.7666 | 0.016339 | 1 | 0 | 0 | 0 | 0 | 0 | 0 | 0 | 0 | 0 | 0 | 0 | 0 | 0 | 0 | 0 | 0 | 0 | 0 | 0 | 0 | 0 | 0 | 0 | 0 | 10 | 10 | 1 | 0 | 0 | 0 | 0 | 1 | 0 | 0 | 0 | 0 | 0 | 0 | 0 | 0 | 1 | 0 | 1 | 1.6189 | 0 | 0.020046 | 0.020046 | 0 | 0 | 0 | 0 | 0 | 0 |  | 32.6854 | 46.3835 | 57.007 | 66.0603 | 74.1248 | 81.4981 | 88.3571 | 94.8169 | 100.9576 | 106.8379 | 112.502 | 117.9848 | 123.3142 | 128.513 | 133.6003 | 138.5926 | 143.5039 | 148.3468 | 153.1322 | 157.8704 | 162.5705 | 167.2413 | 171.8908 | 176.527 | 178.8425 | 174.2101 | 169.5682 | 164.909 | 160.2247 | 155.5066 | 150.746 | 145.9332 | 141.0576 | 136.1074 | 131.0695 | 125.9286 | 120.6672 | 115.2642 | 109.6946 | 103.9273 | 97.9231 | 91.6312 | 84.9836 | 77.8849 | 70.1936 | 61.6837 | 51.9488 | 40.1 | 23.0727 | #NUM! | #NUM! | #NUM! | #NUM! | #NUM! | #NUM! | #NUM! | #NUM! | #NUM! | #NUM! | #NUM! | 0.0025899 | 0.0072803 | 0.013291 | 0.020333 | 0.028234 | 0.036873 | 0.046158 | 0.056015 | 0.066384 | 0.077212 | 0.088453 | 0.10006 | 0.11201 | 0.12426 | 0.13677 | 0.14952 | 0.16249 | 0.17563 | 0.18894 | 0.20237 | 0.21592 | 0.22955 | 0.24324 | 0.25697 | 0.27072 | 0.28446 | 0.29818 | 0.31184 | 0.32543 | 0.33892 | 0.3523 | 0.36552 | 0.37858 | 0.39144 | 0.40408 | 0.41646 | 0.42856 | 0.44035 | 0.45178 | 0.46282 | 0.47342 | 0.48354 | 0.49312 | 0.50209 | 0.51038 | 0.51787 | 0.52442 | 0.52982 | 0.53364 | #NUM! | #NUM! | #NUM! | #NUM! | #NUM! | #NUM! | #NUM! | #NUM! | #NUM! | #NUM! | #NUM! | 0.23532 | 0.33394 | 0.41042 | 0.4756 | 0.53366 | 0.58674 | 0.63613 | 0.68263 | 0.72684 | 0.76918 | 0.80996 | 0.84943 | 0.8878 | 0.92523 | 0.96185 | 0.9978 | 1.0332 | 1.068 | 1.1025 | 1.1366 | 1.1704 | 1.2041 | 1.2375 | 1.2709 | 1.3042 | 1.3376 | 1.371 | 1.4046 | 1.4383 | 1.4722 | 1.5065 | 1.5412 | 1.5763 | 1.6119 | 1.6482 | 1.6852 | 1.7231 | 1.762 | 1.8021 | 1.8436 | 1.8868 | 1.9321 | 1.98 | 2.0311 | 2.0865 | 2.1477 | 2.2178 | 2.3031 | 2.4257 | #NUM! | #NUM! | #NUM! | #NUM! | #NUM! | #NUM! | #NUM! | #NUM! | #NUM! | #NUM! | #NUM! | 0.011006 | 0.021801 | 0.032384 | 0.042753 | 0.052907 | 0.062843 | 0.072561 | 0.082058 | 0.091332 | 0.10038 | 0.10921 | 0.1178 | 0.12617 | 0.1343 | 0.1422 | 0.14985 | 0.15727 | 0.16445 | 0.17137 | 0.17805 | 0.18448 | 0.19065 | 0.19655 | 0.20219 | 0.20757 | 0.21267 | 0.21749 | 0.22202 | 0.22626 | 0.23021 | 0.23385 | 0.23717 | 0.24017 | 0.24284 | 0.24517 | 0.24713 | 0.24872 | 0.24992 | 0.2507 | 0.25104 | 0.25091 | 0.25027 | 0.24905 | 0.24721 | 0.24461 | 0.24112 | 0.23646 | 0.23004 | 0.22 | #NUM! | #NUM! | #NUM! | #NUM! | #NUM! | #NUM! | #NUM! | #NUM! | #NUM! | #NUM! | #NUM! | 0.57725 | 0.91046 | 1.1853 | 1.4264 | 1.6442 | 1.8441 | 2.0296 | 2.203 | 2.366 | 2.5199 | 2.6655 | 2.8036 | 2.9347 | 3.0595 | 3.1783 | 3.2914 | 3.3992 | 3.5018 | 3.5995 | 3.6924 | 3.7807 | 3.8645 | 3.9439 | 4.019 | 4.0899 | 4.1566 | 4.2192 | 4.2776 | 4.3319 | 4.3821 | 4.4282 | 4.4701 | 4.5077 | 4.5411 | 4.57 | 4.5944 | 4.614 | 4.6288 | 4.6385 | 4.6427 | 4.6411 | 4.6331 | 4.6182 | 4.5953 | 4.5631 | 4.5196 | 4.4611 | 4.3801 | 4.2516 | #NUM! | #NUM! | #NUM! | #NUM! | #NUM! | #NUM! | #NUM! | #NUM! | #NUM! | #NUM! | #NUM! | 0.001495 | 0.0066284 | 0.015754 | 0.029004 | 0.046422 | 0.067996 | 0.093681 | 0.1234 | 0.15707 | 0.19457 | 0.23577 | 0.28054 | 0.32872 | 0.38017 | 0.4347 | 0.49215 | 0.55232 | 0.61503 | 0.68006 | 0.74723 | 0.81631 | 0.88708 | 0.95931 | 1.0328 | 1.1072 | 1.1824 | 1.2581 | 1.3339 | 1.4097 | 1.4852 | 1.56 | 1.6339 | 1.7065 | 1.7776 | 1.8466 | 1.9134 | 1.9774 | 2.0383 | 2.0956 | 2.1487 | 2.1972 | 2.2403 | 2.2773 | 2.3073 | 2.3289 | 2.3405 | 2.3395 | 2.3206 | 2.2688 | #NUM! | #NUM! | #NUM! | #NUM! | #NUM! | #NUM! | #NUM! | #NUM! | #NUM! | #NUM! | #NUM! | 1 | 1 | 1 | 1 | 1 | 1 | 1 | 1 | 1 | 1 | 1 | 1 | 1 | 1 | 0 | 0 | 0 | 0 | 0 | 0 | 0 | 0 | 0 | 0 | 0 | 0 | 0 | 0 | 0 | 0 | 0 | 0 | 0 | 0 | 0 | 0 | 0 | 0 | 0 | 0 | 0 | 0 | 0 | 0 | 0 | 0 | 0 | 0 | 0 | 0 | 0 | 0 | 0 | 0 | 0 | 0 | 0 | 0 | 0 | 0 | 9.9 | 0 | 0.53456 | 2.5918 | 0.20625 | 4.0726 | 0.75022 | 1 | 0 | 0.75022 | 0 | 0
24 | [14 empty] | 0 | 0 | 0 | 0 | 0 | 0 | 0 | 0 | 0 | 0 | 0 |  |  |  |  | 0 | 0 | 0 | 0 | 0 | 0 | 0 | 0 | 0 | 0 | 0 | 0 | 0 | 0 | 0 | 0 | 0 | 0 | 0 | 0 | 0 | 0 | 0 | 0 | 0 | 0 | 0 |  | 0 |  | 0 |  | 0 | 0 | 0 | 0 | 0 | 0 | 0 | 0 | 0 | [7 empty] | 0 | 0 | 1 | 0 | 0 | 0 |  | #DIV/0! | #DIV/0! | #DIV/0! | #DIV/0! | #DIV/0! | #DIV/0! | #DIV/0! | #DIV/0! | #DIV/0! | #DIV/0! | #DIV/0! | #DIV/0! | #DIV/0! | #DIV/0! | #DIV/0! | #DIV/0! | #DIV/0! | #DIV/0! | #DIV/0! | #DIV/0! | #DIV/0! | #DIV/0! | #DIV/0! | #DIV/0! | #DIV/0! | #DIV/0! | #DIV/0! | #DIV/0! | #DIV/0! | #DIV/0! | #DIV/0! | #DIV/0! | #DIV/0! | #DIV/0! | #DIV/0! | #DIV/0! | #DIV/0! | #DIV/0! | #DIV/0! | #DIV/0! | #DIV/0! | #DIV/0! | #DIV/0! | #DIV/0! | #DIV/0! | #DIV/0! | #DIV/0! | #DIV/0! | #DIV/0! | #DIV/0! | #DIV/0! | #DIV/0! | #DIV/0! | #DIV/0! | #DIV/0! | #DIV/0! | #DIV/0! | #DIV/0! | #DIV/0! | #DIV/0! | #DIV/0! | #DIV/0! | #DIV/0! | #DIV/0! | #DIV/0! | #DIV/0! | #DIV/0! | #DIV/0! | #DIV/0! | #DIV/0! | #DIV/0! | #DIV/0! | #DIV/0! | #DIV/0! | #DIV/0! | #DIV/0! | #DIV/0! | #DIV/0! | #DIV/0! | #DIV/0! | #DIV/0! | #DIV/0! | #DIV/0! | #DIV/0! | #DIV/0! | #DIV/0! | #DIV/0! | #DIV/0! | #DIV/0! | #DIV/0! | #DIV/0! | #DIV/0! | #DIV/0! | #DIV/0! | #DIV/0! | #DIV/0! | #DIV/0! | #DIV/0! | #DIV/0! | #DIV/0! | #DIV/0! | #DIV/0! | #DIV/0! | #DIV/0! | #DIV/0! | #DIV/0! | #DIV/0! | #DIV/0! | #DIV/0! | #DIV/0! | #DIV/0! | #DIV/0! | #DIV/0! | #DIV/0! | #DIV/0! | #DIV/0! | #DIV/0! | #DIV/0! | #DIV/0! | #DIV/0! | #DIV/0! | #DIV/0! | #DIV/0! | #DIV/0! | #DIV/0! | #DIV/0! | #DIV/0! | #DIV/0! | #DIV/0! | #DIV/0! | #DIV/0! | #DIV/0! | #DIV/0! | #DIV/0! | #DIV/0! | #DIV/0! | #DIV/0! | #DIV/0! | #DIV/0! | #DIV/0! | #DIV/0! | #DIV/0! | #DIV/0! | #DIV/0! | #DIV/0! | #DIV/0! | #DIV/0! | #DIV/0! | #DIV/0! | #DIV/0! | #DIV/0! | #DIV/0! | #DIV/0! | #DIV/0! | #DIV/0! | #DIV/0! | #DIV/0! | #DIV/0! | #DIV/0! | #DIV/0! | #DIV/0! | #DIV/0! | #DIV/0! | #DIV/0! | #DIV/0! | #DIV/0! | #DIV/0! | #DIV/0! | #DIV/0! | #DIV/0! | #DIV/0! | #DIV/0! | #DIV/0! | #DIV/0! | #DIV/0! | #DIV/0! | #DIV/0! | #DIV/0! | #DIV/0! | #DIV/0! | #DIV/0! | #DIV/0! | #DIV/0! | #DIV/0! | #DIV/0! | #DIV/0! | #DIV/0! | #DIV/0! | #DIV/0! | #DIV/0! | #DIV/0! | #DIV/0! | #DIV/0! | #DIV/0! | #DIV/0! | #DIV/0! | #DIV/0! | #DIV/0! | #DIV/0! | #DIV/0! | #DIV/0! | #DIV/0! | #DIV/0! | #DIV/0! | #DIV/0! | #DIV/0! | #DIV/0! | #DIV/0! | #DIV/0! | #DIV/0! | #DIV/0! | #DIV/0! | #DIV/0! | #DIV/0! | #DIV/0! | #DIV/0! | #DIV/0! | #DIV/0! | #DIV/0! | #DIV/0! | #DIV/0! | #DIV/0! | #DIV/0! | #DIV/0! | #DIV/0! | #DIV/0! | #DIV/0! | #DIV/0! | #DIV/0! | #DIV/0! | #DIV/0! | #DIV/0! | #DIV/0! | #DIV/0! | #DIV/0! | #DIV/0! | #DIV/0! | #DIV/0! | #DIV/0! | #DIV/0! | #DIV/0! | #DIV/0! | #DIV/0! | #DIV/0! | #DIV/0! | #DIV/0! | #DIV/0! | #DIV/0! | #DIV/0! | #DIV/0! | #DIV/0! | #DIV/0! | #DIV/0! | #DIV/0! | #DIV/0! | #DIV/0! | #DIV/0! | #DIV/0! | #DIV/0! | #DIV/0! | #DIV/0! | #DIV/0! | #DIV/0! | #DIV/0! | #DIV/0! | #DIV/0! | #DIV/0! | #DIV/0! | #DIV/0! | #DIV/0! | #DIV/0! | #DIV/0! | #DIV/0! | #DIV/0! | #DIV/0! | #DIV/0! | #DIV/0! | #DIV/0! | #DIV/0! | #DIV/0! | #DIV/0! | #DIV/0! | #DIV/0! | #DIV/0! | #DIV/0! | #DIV/0! | #DIV/0! | #DIV/0! | #DIV/0! | #DIV/0! | #DIV/0! | #DIV/0! | #DIV/0! | #DIV/0! | #DIV/0! | #DIV/0! | #DIV/0! | #DIV/0! | #DIV/0! | #DIV/0! | #DIV/0! | #DIV/0! | #DIV/0! | #DIV/0! | #DIV/0! | #DIV/0! | #DIV/0! | #DIV/0! | #DIV/0! | #DIV/0! | #DIV/0! | #DIV/0! | #DIV/0! | #DIV/0! | #DIV/0! | #DIV/0! | #DIV/0! | #DIV/0! | #DIV/0! | #DIV/0! | #DIV/0! | #DIV/0! | #DIV/0! | #DIV/0! | #DIV/0! | #DIV/0! | #DIV/0! | #DIV/0! | #DIV/0! | #DIV/0! | #DIV/0! | #DIV/0! | #DIV/0! | #DIV/0! | #DIV/0! | #DIV/0! | #DIV/0! | #DIV/0! | #DIV/0! | #DIV/0! | #DIV/0! | #DIV/0! | #DIV/0! | #DIV/0! | #DIV/0! | #DIV/0! | #DIV/0! | #DIV/0! | #DIV/0! | #DIV/0! | #DIV/0! | #DIV/0! | #DIV/0! | #DIV/0! | #DIV/0! | #DIV/0! | #DIV/0! | #DIV/0! | #DIV/0! | #DIV/0! | 0 | 0 | 0 | 0 | 0 | 0 | 0 | 0 | 0 | 0 | 0 | 0 | 0 | 0 | 0 | 0 | 0 | 0 | 0 | 0 | 0 | 0 | 0 | 0 | 0 | 0 | 0 | 0 | 0 | 0 | 0 | 0 | 0 | 0 | 0 | 0 | 0 | 0 | 0 | 0 | 0 | 0 | 0 | 0 | 0 | 0 | 0 | 0 | 0 | 0 | 0 | 0 | 0 | 0 | 0 | 0 | 0 | 0 | 0 | 0 | 0 | #DIV/0! | #DIV/0! | #DIV/0! | #DIV/0! | #DIV/0! | #DIV/0! | 0 | 0 | #DIV/0! | 0 | 0
25 | [14 empty] | 0 | 0 | 0 | 0 | 0 | 0 | 0 | 0 | 0 | 0 | 0 |  |  |  |  | 0 | 0 | 0 | 0 | 0 | 0 | 0 | 0 | 0 | 0 | 0 | 0 | 0 | 0 | 0 | 0 | 0 | 0 | 0 | 0 | 0 | 0 | 0 | 0 | 0 | 0 | 0 |  | 0 |  | 0 |  | 0 | 0 | 0 | 0 | 0 | 0 | 0 | 0 | 0 | [7 empty] | 0 | 0 | 1 | 0 | 0 | 0 |  | #DIV/0! | #DIV/0! | #DIV/0! | #DIV/0! | #DIV/0! | #DIV/0! | #DIV/0! | #DIV/0! | #DIV/0! | #DIV/0! | #DIV/0! | #DIV/0! | #DIV/0! | #DIV/0! | #DIV/0! | #DIV/0! | #DIV/0! | #DIV/0! | #DIV/0! | #DIV/0! | #DIV/0! | #DIV/0! | #DIV/0! | #DIV/0! | #DIV/0! | #DIV/0! | #DIV/0! | #DIV/0! | #DIV/0! | #DIV/0! | #DIV/0! | #DIV/0! | #DIV/0! | #DIV/0! | #DIV/0! | #DIV/0! | #DIV/0! | #DIV/0! | #DIV/0! | #DIV/0! | #DIV/0! | #DIV/0! | #DIV/0! | #DIV/0! | #DIV/0! | #DIV/0! | #DIV/0! | #DIV/0! | #DIV/0! | #DIV/0! | #DIV/0! | #DIV/0! | #DIV/0! | #DIV/0! | #DIV/0! | #DIV/0! | #DIV/0! | #DIV/0! | #DIV/0! | #DIV/0! | #DIV/0! | #DIV/0! | #DIV/0! | #DIV/0! | #DIV/0! | #DIV/0! | #DIV/0! | #DIV/0! | #DIV/0! | #DIV/0! | #DIV/0! | #DIV/0! | #DIV/0! | #DIV/0! | #DIV/0! | #DIV/0! | #DIV/0! | #DIV/0! | #DIV/0! | #DIV/0! | #DIV/0! | #DIV/0! | #DIV/0! | #DIV/0! | #DIV/0! | #DIV/0! | #DIV/0! | #DIV/0! | #DIV/0! | #DIV/0! | #DIV/0! | #DIV/0! | #DIV/0! | #DIV/0! | #DIV/0! | #DIV/0! | #DIV/0! | #DIV/0! | #DIV/0! | #DIV/0! | #DIV/0! | #DIV/0! | #DIV/0! | #DIV/0! | #DIV/0! | #DIV/0! | #DIV/0! | #DIV/0! | #DIV/0! | #DIV/0! | #DIV/0! | #DIV/0! | #DIV/0! | #DIV/0! | #DIV/0! | #DIV/0! | #DIV/0! | #DIV/0! | #DIV/0! | #DIV/0! | #DIV/0! | #DIV/0! | #DIV/0! | #DIV/0! | #DIV/0! | #DIV/0! | #DIV/0! | #DIV/0! | #DIV/0! | #DIV/0! | #DIV/0! | #DIV/0! | #DIV/0! | #DIV/0! | #DIV/0! | #DIV/0! | #DIV/0! | #DIV/0! | #DIV/0! | #DIV/0! | #DIV/0! | #DIV/0! | #DIV/0! | #DIV/0! | #DIV/0! | #DIV/0! | #DIV/0! | #DIV/0! | #DIV/0! | #DIV/0! | #DIV/0! | #DIV/0! | #DIV/0! | #DIV/0! | #DIV/0! | #DIV/0! | #DIV/0! | #DIV/0! | #DIV/0! | #DIV/0! | #DIV/0! | #DIV/0! | #DIV/0! | #DIV/0! | #DIV/0! | #DIV/0! | #DIV/0! | #DIV/0! | #DIV/0! | #DIV/0! | #DIV/0! | #DIV/0! | #DIV/0! | #DIV/0! | #DIV/0! | #DIV/0! | #DIV/0! | #DIV/0! | #DIV/0! | #DIV/0! | #DIV/0! | #DIV/0! | #DIV/0! | #DIV/0! | #DIV/0! | #DIV/0! | #DIV/0! | #DIV/0! | #DIV/0! | #DIV/0! | #DIV/0! | #DIV/0! | #DIV/0! | #DIV/0! | #DIV/0! | #DIV/0! | #DIV/0! | #DIV/0! | #DIV/0! | #DIV/0! | #DIV/0! | #DIV/0! | #DIV/0! | #DIV/0! | #DIV/0! | #DIV/0! | #DIV/0! | #DIV/0! | #DIV/0! | #DIV/0! | #DIV/0! | #DIV/0! | #DIV/0! | #DIV/0! | #DIV/0! | #DIV/0! | #DIV/0! | #DIV/0! | #DIV/0! | #DIV/0! | #DIV/0! | #DIV/0! | #DIV/0! | #DIV/0! | #DIV/0! | #DIV/0! | #DIV/0! | #DIV/0! | #DIV/0! | #DIV/0! | #DIV/0! | #DIV/0! | #DIV/0! | #DIV/0! | #DIV/0! | #DIV/0! | #DIV/0! | #DIV/0! | #DIV/0! | #DIV/0! | #DIV/0! | #DIV/0! | #DIV/0! | #DIV/0! | #DIV/0! | #DIV/0! | #DIV/0! | #DIV/0! | #DIV/0! | #DIV/0! | #DIV/0! | #DIV/0! | #DIV/0! | #DIV/0! | #DIV/0! | #DIV/0! | #DIV/0! | #DIV/0! | #DIV/0! | #DIV/0! | #DIV/0! | #DIV/0! | #DIV/0! | #DIV/0! | #DIV/0! | #DIV/0! | #DIV/0! | #DIV/0! | #DIV/0! | #DIV/0! | #DIV/0! | #DIV/0! | #DIV/0! | #DIV/0! | #DIV/0! | #DIV/0! | #DIV/0! | #DIV/0! | #DIV/0! | #DIV/0! | #DIV/0! | #DIV/0! | #DIV/0! | #DIV/0! | #DIV/0! | #DIV/0! | #DIV/0! | #DIV/0! | #DIV/0! | #DIV/0! | #DIV/0! | #DIV/0! | #DIV/0! | #DIV/0! | #DIV/0! | #DIV/0! | #DIV/0! | #DIV/0! | #DIV/0! | #DIV/0! | #DIV/0! | #DIV/0! | #DIV/0! | #DIV/0! | #DIV/0! | #DIV/0! | #DIV/0! | #DIV/0! | #DIV/0! | #DIV/0! | #DIV/0! | #DIV/0! | #DIV/0! | #DIV/0! | #DIV/0! | #DIV/0! | #DIV/0! | #DIV/0! | #DIV/0! | #DIV/0! | #DIV/0! | #DIV/0! | #DIV/0! | #DIV/0! | #DIV/0! | #DIV/0! | #DIV/0! | #DIV/0! | #DIV/0! | #DIV/0! | #DIV/0! | #DIV/0! | #DIV/0! | #DIV/0! | #DIV/0! | #DIV/0! | #DIV/0! | #DIV/0! | #DIV/0! | #DIV/0! | #DIV/0! | #DIV/0! | #DIV/0! | #DIV/0! | #DIV/0! | #DIV/0! | #DIV/0! | #DIV/0! | #DIV/0! | #DIV/0! | #DIV/0! | #DIV/0! | #DIV/0! | #DIV/0! | #DIV/0! | #DIV/0! | #DIV/0! | #DIV/0! | #DIV/0! | #DIV/0! | 0 | 0 | 0 | 0 | 0 | 0 | 0 | 0 | 0 | 0 | 0 | 0 | 0 | 0 | 0 | 0 | 0 | 0 | 0 | 0 | 0 | 0 | 0 | 0 | 0 | 0 | 0 | 0 | 0 | 0 | 0 | 0 | 0 | 0 | 0 | 0 | 0 | 0 | 0 | 0 | 0 | 0 | 0 | 0 | 0 | 0 | 0 | 0 | 0 | 0 | 0 | 0 | 0 | 0 | 0 | 0 | 0 | 0 | 0 | 0 | 0 | #DIV/0! | #DIV/0! | #DIV/0! | #DIV/0! | #DIV/0! | #DIV/0! | 0 | 0 | #DIV/0! | 0 | 0
26 | [14 empty] | 0 | 0 | 0 | 0 | 0 | 0 | 0 | 0 | 0 | 0 | 0 |  |  |  |  | 0 | 0 | 0 | 0 | 0 | 0 | 0 | 0 | 0 | 0 | 0 | 0 | 0 | 0 | 0 | 0 | 0 | 0 | 0 | 0 | 0 | 0 | 0 | 0 | 0 | 0 | 0 |  | 0 |  | 0 |  | 0 | 0 | 0 | 0 | 0 | 0 | 0 | 0 | 0 | [7 empty] | 0 | 0 | 1 | 0 | 0 | 0 |  | #DIV/0! | #DIV/0! | #DIV/0! | #DIV/0! | #DIV/0! | #DIV/0! | #DIV/0! | #DIV/0! | #DIV/0! | #DIV/0! | #DIV/0! | #DIV/0! | #DIV/0! | #DIV/0! | #DIV/0! | #DIV/0! | #DIV/0! | #DIV/0! | #DIV/0! | #DIV/0! | #DIV/0! | #DIV/0! | #DIV/0! | #DIV/0! | #DIV/0! | #DIV/0! | #DIV/0! | #DIV/0! | #DIV/0! | #DIV/0! | #DIV/0! | #DIV/0! | #DIV/0! | #DIV/0! | #DIV/0! | #DIV/0! | #DIV/0! | #DIV/0! | #DIV/0! | #DIV/0! | #DIV/0! | #DIV/0! | #DIV/0! | #DIV/0! | #DIV/0! | #DIV/0! | #DIV/0! | #DIV/0! | #DIV/0! | #DIV/0! | #DIV/0! | #DIV/0! | #DIV/0! | #DIV/0! | #DIV/0! | #DIV/0! | #DIV/0! | #DIV/0! | #DIV/0! | #DIV/0! | #DIV/0! | #DIV/0! | #DIV/0! | #DIV/0! | #DIV/0! | #DIV/0! | #DIV/0! | #DIV/0! | #DIV/0! | #DIV/0! | #DIV/0! | #DIV/0! | #DIV/0! | #DIV/0! | #DIV/0! | #DIV/0! | #DIV/0! | #DIV/0! | #DIV/0! | #DIV/0! | #DIV/0! | #DIV/0! | #DIV/0! | #DIV/0! | #DIV/0! | #DIV/0! | #DIV/0! | #DIV/0! | #DIV/0! | #DIV/0! | #DIV/0! | #DIV/0! | #DIV/0! | #DIV/0! | #DIV/0! | #DIV/0! | #DIV/0! | #DIV/0! | #DIV/0! | #DIV/0! | #DIV/0! | #DIV/0! | #DIV/0! | #DIV/0! | #DIV/0! | #DIV/0! | #DIV/0! | #DIV/0! | #DIV/0! | #DIV/0! | #DIV/0! | #DIV/0! | #DIV/0! | #DIV/0! | #DIV/0! | #DIV/0! | #DIV/0! | #DIV/0! | #DIV/0! | #DIV/0! | #DIV/0! | #DIV/0! | #DIV/0! | #DIV/0! | #DIV/0! | #DIV/0! | #DIV/0! | #DIV/0! | #DIV/0! | #DIV/0! | #DIV/0! | #DIV/0! | #DIV/0! | #DIV/0! | #DIV/0! | #DIV/0! | #DIV/0! | #DIV/0! | #DIV/0! | #DIV/0! | #DIV/0! | #DIV/0! | #DIV/0! | #DIV/0! | #DIV/0! | #DIV/0! | #DIV/0! | #DIV/0! | #DIV/0! | #DIV/0! | #DIV/0! | #DIV/0! | #DIV/0! | #DIV/0! | #DIV/0! | #DIV/0! | #DIV/0! | #DIV/0! | #DIV/0! | #DIV/0! | #DIV/0! | #DIV/0! | #DIV/0! | #DIV/0! | #DIV/0! | #DIV/0! | #DIV/0! | #DIV/0! | #DIV/0! | #DIV/0! | #DIV/0! | #DIV/0! | #DIV/0! | #DIV/0! | #DIV/0! | #DIV/0! | #DIV/0! | #DIV/0! | #DIV/0! | #DIV/0! | #DIV/0! | #DIV/0! | #DIV/0! | #DIV/0! | #DIV/0! | #DIV/0! | #DIV/0! | #DIV/0! | #DIV/0! | #DIV/0! | #DIV/0! | #DIV/0! | #DIV/0! | #DIV/0! | #DIV/0! | #DIV/0! | #DIV/0! | #DIV/0! | #DIV/0! | #DIV/0! | #DIV/0! | #DIV/0! | #DIV/0! | #DIV/0! | #DIV/0! | #DIV/0! | #DIV/0! | #DIV/0! | #DIV/0! | #DIV/0! | #DIV/0! | #DIV/0! | #DIV/0! | #DIV/0! | #DIV/0! | #DIV/0! | #DIV/0! | #DIV/0! | #DIV/0! | #DIV/0! | #DIV/0! | #DIV/0! | #DIV/0! | #DIV/0! | #DIV/0! | #DIV/0! | #DIV/0! | #DIV/0! | #DIV/0! | #DIV/0! | #DIV/0! | #DIV/0! | #DIV/0! | #DIV/0! | #DIV/0! | #DIV/0! | #DIV/0! | #DIV/0! | #DIV/0! | #DIV/0! | #DIV/0! | #DIV/0! | #DIV/0! | #DIV/0! | #DIV/0! | #DIV/0! | #DIV/0! | #DIV/0! | #DIV/0! | #DIV/0! | #DIV/0! | #DIV/0! | #DIV/0! | #DIV/0! | #DIV/0! | #DIV/0! | #DIV/0! | #DIV/0! | #DIV/0! | #DIV/0! | #DIV/0! | #DIV/0! | #DIV/0! | #DIV/0! | #DIV/0! | #DIV/0! | #DIV/0! | #DIV/0! | #DIV/0! | #DIV/0! | #DIV/0! | #DIV/0! | #DIV/0! | #DIV/0! | #DIV/0! | #DIV/0! | #DIV/0! | #DIV/0! | #DIV/0! | #DIV/0! | #DIV/0! | #DIV/0! | #DIV/0! | #DIV/0! | #DIV/0! | #DIV/0! | #DIV/0! | #DIV/0! | #DIV/0! | #DIV/0! | #DIV/0! | #DIV/0! | #DIV/0! | #DIV/0! | #DIV/0! | #DIV/0! | #DIV/0! | #DIV/0! | #DIV/0! | #DIV/0! | #DIV/0! | #DIV/0! | #DIV/0! | #DIV/0! | #DIV/0! | #DIV/0! | #DIV/0! | #DIV/0! | #DIV/0! | #DIV/0! | #DIV/0! | #DIV/0! | #DIV/0! | #DIV/0! | #DIV/0! | #DIV/0! | #DIV/0! | #DIV/0! | #DIV/0! | #DIV/0! | #DIV/0! | #DIV/0! | #DIV/0! | #DIV/0! | #DIV/0! | #DIV/0! | #DIV/0! | #DIV/0! | #DIV/0! | #DIV/0! | #DIV/0! | #DIV/0! | #DIV/0! | #DIV/0! | #DIV/0! | #DIV/0! | #DIV/0! | #DIV/0! | #DIV/0! | #DIV/0! | #DIV/0! | #DIV/0! | #DIV/0! | #DIV/0! | #DIV/0! | #DIV/0! | #DIV/0! | #DIV/0! | #DIV/0! | #DIV/0! | #DIV/0! | #DIV/0! | #DIV/0! | #DIV/0! | #DIV/0! | #DIV/0! | #DIV/0! | #DIV/0! | #DIV/0! | #DIV/0! | 0 | 0 | 0 | 0 | 0 | 0 | 0 | 0 | 0 | 0 | 0 | 0 | 0 | 0 | 0 | 0 | 0 | 0 | 0 | 0 | 0 | 0 | 0 | 0 | 0 | 0 | 0 | 0 | 0 | 0 | 0 | 0 | 0 | 0 | 0 | 0 | 0 | 0 | 0 | 0 | 0 | 0 | 0 | 0 | 0 | 0 | 0 | 0 | 0 | 0 | 0 | 0 | 0 | 0 | 0 | 0 | 0 | 0 | 0 | 0 | 0 | #DIV/0! | #DIV/0! | #DIV/0! | #DIV/0! | #DIV/0! | #DIV/0! | 0 | 0 | #DIV/0! | 0 | 0
27 | [14 empty] | 0 | 0 | 0 | 0 | 0 | 0 | 0 | 0 | 0 | 0 | 0 |  |  |  |  | 0 | 0 | 0 | 0 | 0 | 0 | 0 | 0 | 0 | 0 | 0 | 0 | 0 | 0 | 0 | 0 | 0 | 0 | 0 | 0 | 0 | 0 | 0 | 0 | 0 | 0 | 0 |  | 0 |  | 0 |  | 0 | 0 | 0 | 0 | 0 | 0 | 0 | 0 | 0 | [7 empty] | 0 | 0 | 1 | 0 | 0 | 0 |  | #DIV/0! | #DIV/0! | #DIV/0! | #DIV/0! | #DIV/0! | #DIV/0! | #DIV/0! | #DIV/0! | #DIV/0! | #DIV/0! | #DIV/0! | #DIV/0! | #DIV/0! | #DIV/0! | #DIV/0! | #DIV/0! | #DIV/0! | #DIV/0! | #DIV/0! | #DIV/0! | #DIV/0! | #DIV/0! | #DIV/0! | #DIV/0! | #DIV/0! | #DIV/0! | #DIV/0! | #DIV/0! | #DIV/0! | #DIV/0! | #DIV/0! | #DIV/0! | #DIV/0! | #DIV/0! | #DIV/0! | #DIV/0! | #DIV/0! | #DIV/0! | #DIV/0! | #DIV/0! | #DIV/0! | #DIV/0! | #DIV/0! | #DIV/0! | #DIV/0! | #DIV/0! | #DIV/0! | #DIV/0! | #DIV/0! | #DIV/0! | #DIV/0! | #DIV/0! | #DIV/0! | #DIV/0! | #DIV/0! | #DIV/0! | #DIV/0! | #DIV/0! | #DIV/0! | #DIV/0! | #DIV/0! | #DIV/0! | #DIV/0! | #DIV/0! | #DIV/0! | #DIV/0! | #DIV/0! | #DIV/0! | #DIV/0! | #DIV/0! | #DIV/0! | #DIV/0! | #DIV/0! | #DIV/0! | #DIV/0! | #DIV/0! | #DIV/0! | #DIV/0! | #DIV/0! | #DIV/0! | #DIV/0! | #DIV/0! | #DIV/0! | #DIV/0! | #DIV/0! | #DIV/0! | #DIV/0! | #DIV/0! | #DIV/0! | #DIV/0! | #DIV/0! | #DIV/0! | #DIV/0! | #DIV/0! | #DIV/0! | #DIV/0! | #DIV/0! | #DIV/0! | #DIV/0! | #DIV/0! | #DIV/0! | #DIV/0! | #DIV/0! | #DIV/0! | #DIV/0! | #DIV/0! | #DIV/0! | #DIV/0! | #DIV/0! | #DIV/0! | #DIV/0! | #DIV/0! | #DIV/0! | #DIV/0! | #DIV/0! | #DIV/0! | #DIV/0! | #DIV/0! | #DIV/0! | #DIV/0! | #DIV/0! | #DIV/0! | #DIV/0! | #DIV/0! | #DIV/0! | #DIV/0! | #DIV/0! | #DIV/0! | #DIV/0! | #DIV/0! | #DIV/0! | #DIV/0! | #DIV/0! | #DIV/0! | #DIV/0! | #DIV/0! | #DIV/0! | #DIV/0! | #DIV/0! | #DIV/0! | #DIV/0! | #DIV/0! | #DIV/0! | #DIV/0! | #DIV/0! | #DIV/0! | #DIV/0! | #DIV/0! | #DIV/0! | #DIV/0! | #DIV/0! | #DIV/0! | #DIV/0! | #DIV/0! | #DIV/0! | #DIV/0! | #DIV/0! | #DIV/0! | #DIV/0! | #DIV/0! | #DIV/0! | #DIV/0! | #DIV/0! | #DIV/0! | #DIV/0! | #DIV/0! | #DIV/0! | #DIV/0! | #DIV/0! | #DIV/0! | #DIV/0! | #DIV/0! | #DIV/0! | #DIV/0! | #DIV/0! | #DIV/0! | #DIV/0! | #DIV/0! | #DIV/0! | #DIV/0! | #DIV/0! | #DIV/0! | #DIV/0! | #DIV/0! | #DIV/0! | #DIV/0! | #DIV/0! | #DIV/0! | #DIV/0! | #DIV/0! | #DIV/0! | #DIV/0! | #DIV/0! | #DIV/0! | #DIV/0! | #DIV/0! | #DIV/0! | #DIV/0! | #DIV/0! | #DIV/0! | #DIV/0! | #DIV/0! | #DIV/0! | #DIV/0! | #DIV/0! | #DIV/0! | #DIV/0! | #DIV/0! | #DIV/0! | #DIV/0! | #DIV/0! | #DIV/0! | #DIV/0! | #DIV/0! | #DIV/0! | #DIV/0! | #DIV/0! | #DIV/0! | #DIV/0! | #DIV/0! | #DIV/0! | #DIV/0! | #DIV/0! | #DIV/0! | #DIV/0! | #DIV/0! | #DIV/0! | #DIV/0! | #DIV/0! | #DIV/0! | #DIV/0! | #DIV/0! | #DIV/0! | #DIV/0! | #DIV/0! | #DIV/0! | #DIV/0! | #DIV/0! | #DIV/0! | #DIV/0! | #DIV/0! | #DIV/0! | #DIV/0! | #DIV/0! | #DIV/0! | #DIV/0! | #DIV/0! | #DIV/0! | #DIV/0! | #DIV/0! | #DIV/0! | #DIV/0! | #DIV/0! | #DIV/0! | #DIV/0! | #DIV/0! | #DIV/0! | #DIV/0! | #DIV/0! | #DIV/0! | #DIV/0! | #DIV/0! | #DIV/0! | #DIV/0! | #DIV/0! | #DIV/0! | #DIV/0! | #DIV/0! | #DIV/0! | #DIV/0! | #DIV/0! | #DIV/0! | #DIV/0! | #DIV/0! | #DIV/0! | #DIV/0! | #DIV/0! | #DIV/0! | #DIV/0! | #DIV/0! | #DIV/0! | #DIV/0! | #DIV/0! | #DIV/0! | #DIV/0! | #DIV/0! | #DIV/0! | #DIV/0! | #DIV/0! | #DIV/0! | #DIV/0! | #DIV/0! | #DIV/0! | #DIV/0! | #DIV/0! | #DIV/0! | #DIV/0! | #DIV/0! | #DIV/0! | #DIV/0! | #DIV/0! | #DIV/0! | #DIV/0! | #DIV/0! | #DIV/0! | #DIV/0! | #DIV/0! | #DIV/0! | #DIV/0! | #DIV/0! | #DIV/0! | #DIV/0! | #DIV/0! | #DIV/0! | #DIV/0! | #DIV/0! | #DIV/0! | #DIV/0! | #DIV/0! | #DIV/0! | #DIV/0! | #DIV/0! | #DIV/0! | #DIV/0! | #DIV/0! | #DIV/0! | #DIV/0! | #DIV/0! | #DIV/0! | #DIV/0! | #DIV/0! | #DIV/0! | #DIV/0! | #DIV/0! | #DIV/0! | #DIV/0! | #DIV/0! | #DIV/0! | #DIV/0! | #DIV/0! | #DIV/0! | #DIV/0! | #DIV/0! | #DIV/0! | #DIV/0! | #DIV/0! | #DIV/0! | #DIV/0! | #DIV/0! | #DIV/0! | #DIV/0! | #DIV/0! | #DIV/0! | #DIV/0! | #DIV/0! | #DIV/0! | #DIV/0! | #DIV/0! | #DIV/0! | #DIV/0! | 0 | 0 | 0 | 0 | 0 | 0 | 0 | 0 | 0 | 0 | 0 | 0 | 0 | 0 | 0 | 0 | 0 | 0 | 0 | 0 | 0 | 0 | 0 | 0 | 0 | 0 | 0 | 0 | 0 | 0 | 0 | 0 | 0 | 0 | 0 | 0 | 0 | 0 | 0 | 0 | 0 | 0 | 0 | 0 | 0 | 0 | 0 | 0 | 0 | 0 | 0 | 0 | 0 | 0 | 0 | 0 | 0 | 0 | 0 | 0 | 0 | #DIV/0! | #DIV/0! | #DIV/0! | #DIV/0! | #DIV/0! | #DIV/0! | 0 | 0 | #DIV/0! | 0 | 0
28 | [14 empty] | 0 | 0 | 0 | 0 | 0 | 0 | 0 | 0 | 0 | 0 | 0 |  |  |  |  | 0 | 0 | 0 | 0 | 0 | 0 | 0 | 0 | 0 | 0 | 0 | 0 | 0 | 0 | 0 | 0 | 0 | 0 | 0 | 0 | 0 | 0 | 0 | 0 | 0 | 0 | 0 |  | 0 |  | 0 |  | 0 | 0 | 0 | 0 | 0 | 0 | 0 | 0 | 0 | [7 empty] | 0 | 0 | 1 | 0 | 0 | 0 |  | #DIV/0! | #DIV/0! | #DIV/0! | #DIV/0! | #DIV/0! | #DIV/0! | #DIV/0! | #DIV/0! | #DIV/0! | #DIV/0! | #DIV/0! | #DIV/0! | #DIV/0! | #DIV/0! | #DIV/0! | #DIV/0! | #DIV/0! | #DIV/0! | #DIV/0! | #DIV/0! | #DIV/0! | #DIV/0! | #DIV/0! | #DIV/0! | #DIV/0! | #DIV/0! | #DIV/0! | #DIV/0! | #DIV/0! | #DIV/0! | #DIV/0! | #DIV/0! | #DIV/0! | #DIV/0! | #DIV/0! | #DIV/0! | #DIV/0! | #DIV/0! | #DIV/0! | #DIV/0! | #DIV/0! | #DIV/0! | #DIV/0! | #DIV/0! | #DIV/0! | #DIV/0! | #DIV/0! | #DIV/0! | #DIV/0! | #DIV/0! | #DIV/0! | #DIV/0! | #DIV/0! | #DIV/0! | #DIV/0! | #DIV/0! | #DIV/0! | #DIV/0! | #DIV/0! | #DIV/0! | #DIV/0! | #DIV/0! | #DIV/0! | #DIV/0! | #DIV/0! | #DIV/0! | #DIV/0! | #DIV/0! | #DIV/0! | #DIV/0! | #DIV/0! | #DIV/0! | #DIV/0! | #DIV/0! | #DIV/0! | #DIV/0! | #DIV/0! | #DIV/0! | #DIV/0! | #DIV/0! | #DIV/0! | #DIV/0! | #DIV/0! | #DIV/0! | #DIV/0! | #DIV/0! | #DIV/0! | #DIV/0! | #DIV/0! | #DIV/0! | #DIV/0! | #DIV/0! | #DIV/0! | #DIV/0! | #DIV/0! | #DIV/0! | #DIV/0! | #DIV/0! | #DIV/0! | #DIV/0! | #DIV/0! | #DIV/0! | #DIV/0! | #DIV/0! | #DIV/0! | #DIV/0! | #DIV/0! | #DIV/0! | #DIV/0! | #DIV/0! | #DIV/0! | #DIV/0! | #DIV/0! | #DIV/0! | #DIV/0! | #DIV/0! | #DIV/0! | #DIV/0! | #DIV/0! | #DIV/0! | #DIV/0! | #DIV/0! | #DIV/0! | #DIV/0! | #DIV/0! | #DIV/0! | #DIV/0! | #DIV/0! | #DIV/0! | #DIV/0! | #DIV/0! | #DIV/0! | #DIV/0! | #DIV/0! | #DIV/0! | #DIV/0! | #DIV/0! | #DIV/0! | #DIV/0! | #DIV/0! | #DIV/0! | #DIV/0! | #DIV/0! | #DIV/0! | #DIV/0! | #DIV/0! | #DIV/0! | #DIV/0! | #DIV/0! | #DIV/0! | #DIV/0! | #DIV/0! | #DIV/0! | #DIV/0! | #DIV/0! | #DIV/0! | #DIV/0! | #DIV/0! | #DIV/0! | #DIV/0! | #DIV/0! | #DIV/0! | #DIV/0! | #DIV/0! | #DIV/0! | #DIV/0! | #DIV/0! | #DIV/0! | #DIV/0! | #DIV/0! | #DIV/0! | #DIV/0! | #DIV/0! | #DIV/0! | #DIV/0! | #DIV/0! | #DIV/0! | #DIV/0! | #DIV/0! | #DIV/0! | #DIV/0! | #DIV/0! | #DIV/0! | #DIV/0! | #DIV/0! | #DIV/0! | #DIV/0! | #DIV/0! | #DIV/0! | #DIV/0! | #DIV/0! | #DIV/0! | #DIV/0! | #DIV/0! | #DIV/0! | #DIV/0! | #DIV/0! | #DIV/0! | #DIV/0! | #DIV/0! | #DIV/0! | #DIV/0! | #DIV/0! | #DIV/0! | #DIV/0! | #DIV/0! | #DIV/0! | #DIV/0! | #DIV/0! | #DIV/0! | #DIV/0! | #DIV/0! | #DIV/0! | #DIV/0! | #DIV/0! | #DIV/0! | #DIV/0! | #DIV/0! | #DIV/0! | #DIV/0! | #DIV/0! | #DIV/0! | #DIV/0! | #DIV/0! | #DIV/0! | #DIV/0! | #DIV/0! | #DIV/0! | #DIV/0! | #DIV/0! | #DIV/0! | #DIV/0! | #DIV/0! | #DIV/0! | #DIV/0! | #DIV/0! | #DIV/0! | #DIV/0! | #DIV/0! | #DIV/0! | #DIV/0! | #DIV/0! | #DIV/0! | #DIV/0! | #DIV/0! | #DIV/0! | #DIV/0! | #DIV/0! | #DIV/0! | #DIV/0! | #DIV/0! | #DIV/0! | #DIV/0! | #DIV/0! | #DIV/0! | #DIV/0! | #DIV/0! | #DIV/0! | #DIV/0! | #DIV/0! | #DIV/0! | #DIV/0! | #DIV/0! | #DIV/0! | #DIV/0! | #DIV/0! | #DIV/0! | #DIV/0! | #DIV/0! | #DIV/0! | #DIV/0! | #DIV/0! | #DIV/0! | #DIV/0! | #DIV/0! | #DIV/0! | #DIV/0! | #DIV/0! | #DIV/0! | #DIV/0! | #DIV/0! | #DIV/0! | #DIV/0! | #DIV/0! | #DIV/0! | #DIV/0! | #DIV/0! | #DIV/0! | #DIV/0! | #DIV/0! | #DIV/0! | #DIV/0! | #DIV/0! | #DIV/0! | #DIV/0! | #DIV/0! | #DIV/0! | #DIV/0! | #DIV/0! | #DIV/0! | #DIV/0! | #DIV/0! | #DIV/0! | #DIV/0! | #DIV/0! | #DIV/0! | #DIV/0! | #DIV/0! | #DIV/0! | #DIV/0! | #DIV/0! | #DIV/0! | #DIV/0! | #DIV/0! | #DIV/0! | #DIV/0! | #DIV/0! | #DIV/0! | #DIV/0! | #DIV/0! | #DIV/0! | #DIV/0! | #DIV/0! | #DIV/0! | #DIV/0! | #DIV/0! | #DIV/0! | #DIV/0! | #DIV/0! | #DIV/0! | #DIV/0! | #DIV/0! | #DIV/0! | #DIV/0! | #DIV/0! | #DIV/0! | #DIV/0! | #DIV/0! | #DIV/0! | #DIV/0! | #DIV/0! | #DIV/0! | #DIV/0! | #DIV/0! | #DIV/0! | #DIV/0! | #DIV/0! | #DIV/0! | #DIV/0! | #DIV/0! | #DIV/0! | #DIV/0! | #DIV/0! | #DIV/0! | #DIV/0! | #DIV/0! | #DIV/0! | #DIV/0! | #DIV/0! | #DIV/0! | 0 | 0 | 0 | 0 | 0 | 0 | 0 | 0 | 0 | 0 | 0 | 0 | 0 | 0 | 0 | 0 | 0 | 0 | 0 | 0 | 0 | 0 | 0 | 0 | 0 | 0 | 0 | 0 | 0 | 0 | 0 | 0 | 0 | 0 | 0 | 0 | 0 | 0 | 0 | 0 | 0 | 0 | 0 | 0 | 0 | 0 | 0 | 0 | 0 | 0 | 0 | 0 | 0 | 0 | 0 | 0 | 0 | 0 | 0 | 0 | 0 | #DIV/0! | #DIV/0! | #DIV/0! | #DIV/0! | #DIV/0! | #DIV/0! | 0 | 0 | #DIV/0! | 0 | 0
29 | [14 empty] | 0 | 0 | 0 | 0 | 0 | 0 | 0 | 0 | 0 | 0 | 0 |  |  |  |  | 0 | 0 | 0 | 0 | 0 | 0 | 0 | 0 | 0 | 0 | 0 | 0 | 0 | 0 | 0 | 0 | 0 | 0 | 0 | 0 | 0 | 0 | 0 | 0 | 0 | 0 | 0 |  | 0 |  | 0 |  | 0 | 0 | 0 | 0 | 0 | 0 | 0 | 0 | 0 | [7 empty] | 0 | 0 | 1 | 0 | 0 | 0 |  | #DIV/0! | #DIV/0! | #DIV/0! | #DIV/0! | #DIV/0! | #DIV/0! | #DIV/0! | #DIV/0! | #DIV/0! | #DIV/0! | #DIV/0! | #DIV/0! | #DIV/0! | #DIV/0! | #DIV/0! | #DIV/0! | #DIV/0! | #DIV/0! | #DIV/0! | #DIV/0! | #DIV/0! | #DIV/0! | #DIV/0! | #DIV/0! | #DIV/0! | #DIV/0! | #DIV/0! | #DIV/0! | #DIV/0! | #DIV/0! | #DIV/0! | #DIV/0! | #DIV/0! | #DIV/0! | #DIV/0! | #DIV/0! | #DIV/0! | #DIV/0! | #DIV/0! | #DIV/0! | #DIV/0! | #DIV/0! | #DIV/0! | #DIV/0! | #DIV/0! | #DIV/0! | #DIV/0! | #DIV/0! | #DIV/0! | #DIV/0! | #DIV/0! | #DIV/0! | #DIV/0! | #DIV/0! | #DIV/0! | #DIV/0! | #DIV/0! | #DIV/0! | #DIV/0! | #DIV/0! | #DIV/0! | #DIV/0! | #DIV/0! | #DIV/0! | #DIV/0! | #DIV/0! | #DIV/0! | #DIV/0! | #DIV/0! | #DIV/0! | #DIV/0! | #DIV/0! | #DIV/0! | #DIV/0! | #DIV/0! | #DIV/0! | #DIV/0! | #DIV/0! | #DIV/0! | #DIV/0! | #DIV/0! | #DIV/0! | #DIV/0! | #DIV/0! | #DIV/0! | #DIV/0! | #DIV/0! | #DIV/0! | #DIV/0! | #DIV/0! | #DIV/0! | #DIV/0! | #DIV/0! | #DIV/0! | #DIV/0! | #DIV/0! | #DIV/0! | #DIV/0! | #DIV/0! | #DIV/0! | #DIV/0! | #DIV/0! | #DIV/0! | #DIV/0! | #DIV/0! | #DIV/0! | #DIV/0! | #DIV/0! | #DIV/0! | #DIV/0! | #DIV/0! | #DIV/0! | #DIV/0! | #DIV/0! | #DIV/0! | #DIV/0! | #DIV/0! | #DIV/0! | #DIV/0! | #DIV/0! | #DIV/0! | #DIV/0! | #DIV/0! | #DIV/0! | #DIV/0! | #DIV/0! | #DIV/0! | #DIV/0! | #DIV/0! | #DIV/0! | #DIV/0! | #DIV/0! | #DIV/0! | #DIV/0! | #DIV/0! | #DIV/0! | #DIV/0! | #DIV/0! | #DIV/0! | #DIV/0! | #DIV/0! | #DIV/0! | #DIV/0! | #DIV/0! | #DIV/0! | #DIV/0! | #DIV/0! | #DIV/0! | #DIV/0! | #DIV/0! | #DIV/0! | #DIV/0! | #DIV/0! | #DIV/0! | #DIV/0! | #DIV/0! | #DIV/0! | #DIV/0! | #DIV/0! | #DIV/0! | #DIV/0! | #DIV/0! | #DIV/0! | #DIV/0! | #DIV/0! | #DIV/0! | #DIV/0! | #DIV/0! | #DIV/0! | #DIV/0! | #DIV/0! | #DIV/0! | #DIV/0! | #DIV/0! | #DIV/0! | #DIV/0! | #DIV/0! | #DIV/0! | #DIV/0! | #DIV/0! | #DIV/0! | #DIV/0! | #DIV/0! | #DIV/0! | #DIV/0! | #DIV/0! | #DIV/0! | #DIV/0! | #DIV/0! | #DIV/0! | #DIV/0! | #DIV/0! | #DIV/0! | #DIV/0! | #DIV/0! | #DIV/0! | #DIV/0! | #DIV/0! | #DIV/0! | #DIV/0! | #DIV/0! | #DIV/0! | #DIV/0! | #DIV/0! | #DIV/0! | #DIV/0! | #DIV/0! | #DIV/0! | #DIV/0! | #DIV/0! | #DIV/0! | #DIV/0! | #DIV/0! | #DIV/0! | #DIV/0! | #DIV/0! | #DIV/0! | #DIV/0! | #DIV/0! | #DIV/0! | #DIV/0! | #DIV/0! | #DIV/0! | #DIV/0! | #DIV/0! | #DIV/0! | #DIV/0! | #DIV/0! | #DIV/0! | #DIV/0! | #DIV/0! | #DIV/0! | #DIV/0! | #DIV/0! | #DIV/0! | #DIV/0! | #DIV/0! | #DIV/0! | #DIV/0! | #DIV/0! | #DIV/0! | #DIV/0! | #DIV/0! | #DIV/0! | #DIV/0! | #DIV/0! | #DIV/0! | #DIV/0! | #DIV/0! | #DIV/0! | #DIV/0! | #DIV/0! | #DIV/0! | #DIV/0! | #DIV/0! | #DIV/0! | #DIV/0! | #DIV/0! | #DIV/0! | #DIV/0! | #DIV/0! | #DIV/0! | #DIV/0! | #DIV/0! | #DIV/0! | #DIV/0! | #DIV/0! | #DIV/0! | #DIV/0! | #DIV/0! | #DIV/0! | #DIV/0! | #DIV/0! | #DIV/0! | #DIV/0! | #DIV/0! | #DIV/0! | #DIV/0! | #DIV/0! | #DIV/0! | #DIV/0! | #DIV/0! | #DIV/0! | #DIV/0! | #DIV/0! | #DIV/0! | #DIV/0! | #DIV/0! | #DIV/0! | #DIV/0! | #DIV/0! | #DIV/0! | #DIV/0! | #DIV/0! | #DIV/0! | #DIV/0! | #DIV/0! | #DIV/0! | #DIV/0! | #DIV/0! | #DIV/0! | #DIV/0! | #DIV/0! | #DIV/0! | #DIV/0! | #DIV/0! | #DIV/0! | #DIV/0! | #DIV/0! | #DIV/0! | #DIV/0! | #DIV/0! | #DIV/0! | #DIV/0! | #DIV/0! | #DIV/0! | #DIV/0! | #DIV/0! | #DIV/0! | #DIV/0! | #DIV/0! | #DIV/0! | #DIV/0! | #DIV/0! | #DIV/0! | #DIV/0! | #DIV/0! | #DIV/0! | #DIV/0! | #DIV/0! | #DIV/0! | #DIV/0! | #DIV/0! | #DIV/0! | #DIV/0! | #DIV/0! | #DIV/0! | #DIV/0! | #DIV/0! | #DIV/0! | #DIV/0! | #DIV/0! | #DIV/0! | #DIV/0! | #DIV/0! | #DIV/0! | #DIV/0! | #DIV/0! | #DIV/0! | #DIV/0! | #DIV/0! | #DIV/0! | #DIV/0! | #DIV/0! | #DIV/0! | #DIV/0! | #DIV/0! | #DIV/0! | #DIV/0! | #DIV/0! | 0 | 0 | 0 | 0 | 0 | 0 | 0 | 0 | 0 | 0 | 0 | 0 | 0 | 0 | 0 | 0 | 0 | 0 | 0 | 0 | 0 | 0 | 0 | 0 | 0 | 0 | 0 | 0 | 0 | 0 | 0 | 0 | 0 | 0 | 0 | 0 | 0 | 0 | 0 | 0 | 0 | 0 | 0 | 0 | 0 | 0 | 0 | 0 | 0 | 0 | 0 | 0 | 0 | 0 | 0 | 0 | 0 | 0 | 0 | 0 | 0 | #DIV/0! | #DIV/0! | #DIV/0! | #DIV/0! | #DIV/0! | #DIV/0! | 0 | 0 | #DIV/0! | 0 | 0
30 | [14 empty] | 0 | 0 | 0 | 0 | 0 | 0 | 0 | 0 | 0 | 0 | 0 |  |  |  |  | 0 | 0 | 0 | 0 | 0 | 0 | 0 | 0 | 0 | 0 | 0 | 0 | 0 | 0 | 0 | 0 | 0 | 0 | 0 | 0 | 0 | 0 | 0 | 0 | 0 | 0 | 0 |  | 0 |  | 0 |  | 0 | 0 | 0 | 0 | 0 | 0 | 0 | 0 | 0 | [7 empty] | 0 | 0 | 1 | 0 | 0 | 0 |  | #DIV/0! | #DIV/0! | #DIV/0! | #DIV/0! | #DIV/0! | #DIV/0! | #DIV/0! | #DIV/0! | #DIV/0! | #DIV/0! | #DIV/0! | #DIV/0! | #DIV/0! | #DIV/0! | #DIV/0! | #DIV/0! | #DIV/0! | #DIV/0! | #DIV/0! | #DIV/0! | #DIV/0! | #DIV/0! | #DIV/0! | #DIV/0! | #DIV/0! | #DIV/0! | #DIV/0! | #DIV/0! | #DIV/0! | #DIV/0! | #DIV/0! | #DIV/0! | #DIV/0! | #DIV/0! | #DIV/0! | #DIV/0! | #DIV/0! | #DIV/0! | #DIV/0! | #DIV/0! | #DIV/0! | #DIV/0! | #DIV/0! | #DIV/0! | #DIV/0! | #DIV/0! | #DIV/0! | #DIV/0! | #DIV/0! | #DIV/0! | #DIV/0! | #DIV/0! | #DIV/0! | #DIV/0! | #DIV/0! | #DIV/0! | #DIV/0! | #DIV/0! | #DIV/0! | #DIV/0! | #DIV/0! | #DIV/0! | #DIV/0! | #DIV/0! | #DIV/0! | #DIV/0! | #DIV/0! | #DIV/0! | #DIV/0! | #DIV/0! | #DIV/0! | #DIV/0! | #DIV/0! | #DIV/0! | #DIV/0! | #DIV/0! | #DIV/0! | #DIV/0! | #DIV/0! | #DIV/0! | #DIV/0! | #DIV/0! | #DIV/0! | #DIV/0! | #DIV/0! | #DIV/0! | #DIV/0! | #DIV/0! | #DIV/0! | #DIV/0! | #DIV/0! | #DIV/0! | #DIV/0! | #DIV/0! | #DIV/0! | #DIV/0! | #DIV/0! | #DIV/0! | #DIV/0! | #DIV/0! | #DIV/0! | #DIV/0! | #DIV/0! | #DIV/0! | #DIV/0! | #DIV/0! | #DIV/0! | #DIV/0! | #DIV/0! | #DIV/0! | #DIV/0! | #DIV/0! | #DIV/0! | #DIV/0! | #DIV/0! | #DIV/0! | #DIV/0! | #DIV/0! | #DIV/0! | #DIV/0! | #DIV/0! | #DIV/0! | #DIV/0! | #DIV/0! | #DIV/0! | #DIV/0! | #DIV/0! | #DIV/0! | #DIV/0! | #DIV/0! | #DIV/0! | #DIV/0! | #DIV/0! | #DIV/0! | #DIV/0! | #DIV/0! | #DIV/0! | #DIV/0! | #DIV/0! | #DIV/0! | #DIV/0! | #DIV/0! | #DIV/0! | #DIV/0! | #DIV/0! | #DIV/0! | #DIV/0! | #DIV/0! | #DIV/0! | #DIV/0! | #DIV/0! | #DIV/0! | #DIV/0! | #DIV/0! | #DIV/0! | #DIV/0! | #DIV/0! | #DIV/0! | #DIV/0! | #DIV/0! | #DIV/0! | #DIV/0! | #DIV/0! | #DIV/0! | #DIV/0! | #DIV/0! | #DIV/0! | #DIV/0! | #DIV/0! | #DIV/0! | #DIV/0! | #DIV/0! | #DIV/0! | #DIV/0! | #DIV/0! | #DIV/0! | #DIV/0! | #DIV/0! | #DIV/0! | #DIV/0! | #DIV/0! | #DIV/0! | #DIV/0! | #DIV/0! | #DIV/0! | #DIV/0! | #DIV/0! | #DIV/0! | #DIV/0! | #DIV/0! | #DIV/0! | #DIV/0! | #DIV/0! | #DIV/0! | #DIV/0! | #DIV/0! | #DIV/0! | #DIV/0! | #DIV/0! | #DIV/0! | #DIV/0! | #DIV/0! | #DIV/0! | #DIV/0! | #DIV/0! | #DIV/0! | #DIV/0! | #DIV/0! | #DIV/0! | #DIV/0! | #DIV/0! | #DIV/0! | #DIV/0! | #DIV/0! | #DIV/0! | #DIV/0! | #DIV/0! | #DIV/0! | #DIV/0! | #DIV/0! | #DIV/0! | #DIV/0! | #DIV/0! | #DIV/0! | #DIV/0! | #DIV/0! | #DIV/0! | #DIV/0! | #DIV/0! | #DIV/0! | #DIV/0! | #DIV/0! | #DIV/0! | #DIV/0! | #DIV/0! | #DIV/0! | #DIV/0! | #DIV/0! | #DIV/0! | #DIV/0! | #DIV/0! | #DIV/0! | #DIV/0! | #DIV/0! | #DIV/0! | #DIV/0! | #DIV/0! | #DIV/0! | #DIV/0! | #DIV/0! | #DIV/0! | #DIV/0! | #DIV/0! | #DIV/0! | #DIV/0! | #DIV/0! | #DIV/0! | #DIV/0! | #DIV/0! | #DIV/0! | #DIV/0! | #DIV/0! | #DIV/0! | #DIV/0! | #DIV/0! | #DIV/0! | #DIV/0! | #DIV/0! | #DIV/0! | #DIV/0! | #DIV/0! | #DIV/0! | #DIV/0! | #DIV/0! | #DIV/0! | #DIV/0! | #DIV/0! | #DIV/0! | #DIV/0! | #DIV/0! | #DIV/0! | #DIV/0! | #DIV/0! | #DIV/0! | #DIV/0! | #DIV/0! | #DIV/0! | #DIV/0! | #DIV/0! | #DIV/0! | #DIV/0! | #DIV/0! | #DIV/0! | #DIV/0! | #DIV/0! | #DIV/0! | #DIV/0! | #DIV/0! | #DIV/0! | #DIV/0! | #DIV/0! | #DIV/0! | #DIV/0! | #DIV/0! | #DIV/0! | #DIV/0! | #DIV/0! | #DIV/0! | #DIV/0! | #DIV/0! | #DIV/0! | #DIV/0! | #DIV/0! | #DIV/0! | #DIV/0! | #DIV/0! | #DIV/0! | #DIV/0! | #DIV/0! | #DIV/0! | #DIV/0! | #DIV/0! | #DIV/0! | #DIV/0! | #DIV/0! | #DIV/0! | #DIV/0! | #DIV/0! | #DIV/0! | #DIV/0! | #DIV/0! | #DIV/0! | #DIV/0! | #DIV/0! | #DIV/0! | #DIV/0! | #DIV/0! | #DIV/0! | #DIV/0! | #DIV/0! | #DIV/0! | #DIV/0! | #DIV/0! | #DIV/0! | #DIV/0! | #DIV/0! | #DIV/0! | #DIV/0! | #DIV/0! | #DIV/0! | #DIV/0! | #DIV/0! | #DIV/0! | #DIV/0! | #DIV/0! | #DIV/0! | #DIV/0! | #DIV/0! | #DIV/0! | #DIV/0! | 0 | 0 | 0 | 0 | 0 | 0 | 0 | 0 | 0 | 0 | 0 | 0 | 0 | 0 | 0 | 0 | 0 | 0 | 0 | 0 | 0 | 0 | 0 | 0 | 0 | 0 | 0 | 0 | 0 | 0 | 0 | 0 | 0 | 0 | 0 | 0 | 0 | 0 | 0 | 0 | 0 | 0 | 0 | 0 | 0 | 0 | 0 | 0 | 0 | 0 | 0 | 0 | 0 | 0 | 0 | 0 | 0 | 0 | 0 | 0 | 0 | #DIV/0! | #DIV/0! | #DIV/0! | #DIV/0! | #DIV/0! | #DIV/0! | 0 | 0 | #DIV/0! | 0 | 0
31 | [14 empty] | 0 | 0 | 0 | 0 | 0 | 0 | 0 | 0 | 0 | 0 | 0 |  |  |  |  | 0 | 0 | 0 | 0 | 0 | 0 | 0 | 0 | 0 | 0 | 0 | 0 | 0 | 0 | 0 | 0 | 0 | 0 | 0 | 0 | 0 | 0 | 0 | 0 | 0 | 0 | 0 |  | 0 |  | 0 |  | 0 | 0 | 0 | 0 | 0 | 0 | 0 | 0 | 0 | [7 empty] | 0 | 0 | 1 | 0 | 0 | 0 |  | #DIV/0! | #DIV/0! | #DIV/0! | #DIV/0! | #DIV/0! | #DIV/0! | #DIV/0! | #DIV/0! | #DIV/0! | #DIV/0! | #DIV/0! | #DIV/0! | #DIV/0! | #DIV/0! | #DIV/0! | #DIV/0! | #DIV/0! | #DIV/0! | #DIV/0! | #DIV/0! | #DIV/0! | #DIV/0! | #DIV/0! | #DIV/0! | #DIV/0! | #DIV/0! | #DIV/0! | #DIV/0! | #DIV/0! | #DIV/0! | #DIV/0! | #DIV/0! | #DIV/0! | #DIV/0! | #DIV/0! | #DIV/0! | #DIV/0! | #DIV/0! | #DIV/0! | #DIV/0! | #DIV/0! | #DIV/0! | #DIV/0! | #DIV/0! | #DIV/0! | #DIV/0! | #DIV/0! | #DIV/0! | #DIV/0! | #DIV/0! | #DIV/0! | #DIV/0! | #DIV/0! | #DIV/0! | #DIV/0! | #DIV/0! | #DIV/0! | #DIV/0! | #DIV/0! | #DIV/0! | #DIV/0! | #DIV/0! | #DIV/0! | #DIV/0! | #DIV/0! | #DIV/0! | #DIV/0! | #DIV/0! | #DIV/0! | #DIV/0! | #DIV/0! | #DIV/0! | #DIV/0! | #DIV/0! | #DIV/0! | #DIV/0! | #DIV/0! | #DIV/0! | #DIV/0! | #DIV/0! | #DIV/0! | #DIV/0! | #DIV/0! | #DIV/0! | #DIV/0! | #DIV/0! | #DIV/0! | #DIV/0! | #DIV/0! | #DIV/0! | #DIV/0! | #DIV/0! | #DIV/0! | #DIV/0! | #DIV/0! | #DIV/0! | #DIV/0! | #DIV/0! | #DIV/0! | #DIV/0! | #DIV/0! | #DIV/0! | #DIV/0! | #DIV/0! | #DIV/0! | #DIV/0! | #DIV/0! | #DIV/0! | #DIV/0! | #DIV/0! | #DIV/0! | #DIV/0! | #DIV/0! | #DIV/0! | #DIV/0! | #DIV/0! | #DIV/0! | #DIV/0! | #DIV/0! | #DIV/0! | #DIV/0! | #DIV/0! | #DIV/0! | #DIV/0! | #DIV/0! | #DIV/0! | #DIV/0! | #DIV/0! | #DIV/0! | #DIV/0! | #DIV/0! | #DIV/0! | #DIV/0! | #DIV/0! | #DIV/0! | #DIV/0! | #DIV/0! | #DIV/0! | #DIV/0! | #DIV/0! | #DIV/0! | #DIV/0! | #DIV/0! | #DIV/0! | #DIV/0! | #DIV/0! | #DIV/0! | #DIV/0! | #DIV/0! | #DIV/0! | #DIV/0! | #DIV/0! | #DIV/0! | #DIV/0! | #DIV/0! | #DIV/0! | #DIV/0! | #DIV/0! | #DIV/0! | #DIV/0! | #DIV/0! | #DIV/0! | #DIV/0! | #DIV/0! | #DIV/0! | #DIV/0! | #DIV/0! | #DIV/0! | #DIV/0! | #DIV/0! | #DIV/0! | #DIV/0! | #DIV/0! | #DIV/0! | #DIV/0! | #DIV/0! | #DIV/0! | #DIV/0! | #DIV/0! | #DIV/0! | #DIV/0! | #DIV/0! | #DIV/0! | #DIV/0! | #DIV/0! | #DIV/0! | #DIV/0! | #DIV/0! | #DIV/0! | #DIV/0! | #DIV/0! | #DIV/0! | #DIV/0! | #DIV/0! | #DIV/0! | #DIV/0! | #DIV/0! | #DIV/0! | #DIV/0! | #DIV/0! | #DIV/0! | #DIV/0! | #DIV/0! | #DIV/0! | #DIV/0! | #DIV/0! | #DIV/0! | #DIV/0! | #DIV/0! | #DIV/0! | #DIV/0! | #DIV/0! | #DIV/0! | #DIV/0! | #DIV/0! | #DIV/0! | #DIV/0! | #DIV/0! | #DIV/0! | #DIV/0! | #DIV/0! | #DIV/0! | #DIV/0! | #DIV/0! | #DIV/0! | #DIV/0! | #DIV/0! | #DIV/0! | #DIV/0! | #DIV/0! | #DIV/0! | #DIV/0! | #DIV/0! | #DIV/0! | #DIV/0! | #DIV/0! | #DIV/0! | #DIV/0! | #DIV/0! | #DIV/0! | #DIV/0! | #DIV/0! | #DIV/0! | #DIV/0! | #DIV/0! | #DIV/0! | #DIV/0! | #DIV/0! | #DIV/0! | #DIV/0! | #DIV/0! | #DIV/0! | #DIV/0! | #DIV/0! | #DIV/0! | #DIV/0! | #DIV/0! | #DIV/0! | #DIV/0! | #DIV/0! | #DIV/0! | #DIV/0! | #DIV/0! | #DIV/0! | #DIV/0! | #DIV/0! | #DIV/0! | #DIV/0! | #DIV/0! | #DIV/0! | #DIV/0! | #DIV/0! | #DIV/0! | #DIV/0! | #DIV/0! | #DIV/0! | #DIV/0! | #DIV/0! | #DIV/0! | #DIV/0! | #DIV/0! | #DIV/0! | #DIV/0! | #DIV/0! | #DIV/0! | #DIV/0! | #DIV/0! | #DIV/0! | #DIV/0! | #DIV/0! | #DIV/0! | #DIV/0! | #DIV/0! | #DIV/0! | #DIV/0! | #DIV/0! | #DIV/0! | #DIV/0! | #DIV/0! | #DIV/0! | #DIV/0! | #DIV/0! | #DIV/0! | #DIV/0! | #DIV/0! | #DIV/0! | #DIV/0! | #DIV/0! | #DIV/0! | #DIV/0! | #DIV/0! | #DIV/0! | #DIV/0! | #DIV/0! | #DIV/0! | #DIV/0! | #DIV/0! | #DIV/0! | #DIV/0! | #DIV/0! | #DIV/0! | #DIV/0! | #DIV/0! | #DIV/0! | #DIV/0! | #DIV/0! | #DIV/0! | #DIV/0! | #DIV/0! | #DIV/0! | #DIV/0! | #DIV/0! | #DIV/0! | #DIV/0! | #DIV/0! | #DIV/0! | #DIV/0! | #DIV/0! | #DIV/0! | #DIV/0! | #DIV/0! | #DIV/0! | #DIV/0! | #DIV/0! | #DIV/0! | #DIV/0! | #DIV/0! | #DIV/0! | #DIV/0! | #DIV/0! | #DIV/0! | #DIV/0! | #DIV/0! | #DIV/0! | #DIV/0! | #DIV/0! | #DIV/0! | #DIV/0! | #DIV/0! | #DIV/0! | 0 | 0 | 0 | 0 | 0 | 0 | 0 | 0 | 0 | 0 | 0 | 0 | 0 | 0 | 0 | 0 | 0 | 0 | 0 | 0 | 0 | 0 | 0 | 0 | 0 | 0 | 0 | 0 | 0 | 0 | 0 | 0 | 0 | 0 | 0 | 0 | 0 | 0 | 0 | 0 | 0 | 0 | 0 | 0 | 0 | 0 | 0 | 0 | 0 | 0 | 0 | 0 | 0 | 0 | 0 | 0 | 0 | 0 | 0 | 0 | 0 | #DIV/0! | #DIV/0! | #DIV/0! | #DIV/0! | #DIV/0! | #DIV/0! | 0 | 0 | #DIV/0! | 0 | 0
32 | [14 empty] | 0 | 0 | 0 | 0 | 0 | 0 | 0 | 0 | 0 | 0 | 0 |  |  |  |  | 0 | 0 | 0 | 0 | 0 | 0 | 0 | 0 | 0 | 0 | 0 | 0 | 0 | 0 | 0 | 0 | 0 | 0 | 0 | 0 | 0 | 0 | 0 | 0 | 0 | 0 | 0 |  | 0 |  | 0 |  | 0 | 0 | 0 | 0 | 0 | 0 | 0 | 0 | 0 | [7 empty] | 0 | 0 | 1 | 0 | 0 | 0 |  | #DIV/0! | #DIV/0! | #DIV/0! | #DIV/0! | #DIV/0! | #DIV/0! | #DIV/0! | #DIV/0! | #DIV/0! | #DIV/0! | #DIV/0! | #DIV/0! | #DIV/0! | #DIV/0! | #DIV/0! | #DIV/0! | #DIV/0! | #DIV/0! | #DIV/0! | #DIV/0! | #DIV/0! | #DIV/0! | #DIV/0! | #DIV/0! | #DIV/0! | #DIV/0! | #DIV/0! | #DIV/0! | #DIV/0! | #DIV/0! | #DIV/0! | #DIV/0! | #DIV/0! | #DIV/0! | #DIV/0! | #DIV/0! | #DIV/0! | #DIV/0! | #DIV/0! | #DIV/0! | #DIV/0! | #DIV/0! | #DIV/0! | #DIV/0! | #DIV/0! | #DIV/0! | #DIV/0! | #DIV/0! | #DIV/0! | #DIV/0! | #DIV/0! | #DIV/0! | #DIV/0! | #DIV/0! | #DIV/0! | #DIV/0! | #DIV/0! | #DIV/0! | #DIV/0! | #DIV/0! | #DIV/0! | #DIV/0! | #DIV/0! | #DIV/0! | #DIV/0! | #DIV/0! | #DIV/0! | #DIV/0! | #DIV/0! | #DIV/0! | #DIV/0! | #DIV/0! | #DIV/0! | #DIV/0! | #DIV/0! | #DIV/0! | #DIV/0! | #DIV/0! | #DIV/0! | #DIV/0! | #DIV/0! | #DIV/0! | #DIV/0! | #DIV/0! | #DIV/0! | #DIV/0! | #DIV/0! | #DIV/0! | #DIV/0! | #DIV/0! | #DIV/0! | #DIV/0! | #DIV/0! | #DIV/0! | #DIV/0! | #DIV/0! | #DIV/0! | #DIV/0! | #DIV/0! | #DIV/0! | #DIV/0! | #DIV/0! | #DIV/0! | #DIV/0! | #DIV/0! | #DIV/0! | #DIV/0! | #DIV/0! | #DIV/0! | #DIV/0! | #DIV/0! | #DIV/0! | #DIV/0! | #DIV/0! | #DIV/0! | #DIV/0! | #DIV/0! | #DIV/0! | #DIV/0! | #DIV/0! | #DIV/0! | #DIV/0! | #DIV/0! | #DIV/0! | #DIV/0! | #DIV/0! | #DIV/0! | #DIV/0! | #DIV/0! | #DIV/0! | #DIV/0! | #DIV/0! | #DIV/0! | #DIV/0! | #DIV/0! | #DIV/0! | #DIV/0! | #DIV/0! | #DIV/0! | #DIV/0! | #DIV/0! | #DIV/0! | #DIV/0! | #DIV/0! | #DIV/0! | #DIV/0! | #DIV/0! | #DIV/0! | #DIV/0! | #DIV/0! | #DIV/0! | #DIV/0! | #DIV/0! | #DIV/0! | #DIV/0! | #DIV/0! | #DIV/0! | #DIV/0! | #DIV/0! | #DIV/0! | #DIV/0! | #DIV/0! | #DIV/0! | #DIV/0! | #DIV/0! | #DIV/0! | #DIV/0! | #DIV/0! | #DIV/0! | #DIV/0! | #DIV/0! | #DIV/0! | #DIV/0! | #DIV/0! | #DIV/0! | #DIV/0! | #DIV/0! | #DIV/0! | #DIV/0! | #DIV/0! | #DIV/0! | #DIV/0! | #DIV/0! | #DIV/0! | #DIV/0! | #DIV/0! | #DIV/0! | #DIV/0! | #DIV/0! | #DIV/0! | #DIV/0! | #DIV/0! | #DIV/0! | #DIV/0! | #DIV/0! | #DIV/0! | #DIV/0! | #DIV/0! | #DIV/0! | #DIV/0! | #DIV/0! | #DIV/0! | #DIV/0! | #DIV/0! | #DIV/0! | #DIV/0! | #DIV/0! | #DIV/0! | #DIV/0! | #DIV/0! | #DIV/0! | #DIV/0! | #DIV/0! | #DIV/0! | #DIV/0! | #DIV/0! | #DIV/0! | #DIV/0! | #DIV/0! | #DIV/0! | #DIV/0! | #DIV/0! | #DIV/0! | #DIV/0! | #DIV/0! | #DIV/0! | #DIV/0! | #DIV/0! | #DIV/0! | #DIV/0! | #DIV/0! | #DIV/0! | #DIV/0! | #DIV/0! | #DIV/0! | #DIV/0! | #DIV/0! | #DIV/0! | #DIV/0! | #DIV/0! | #DIV/0! | #DIV/0! | #DIV/0! | #DIV/0! | #DIV/0! | #DIV/0! | #DIV/0! | #DIV/0! | #DIV/0! | #DIV/0! | #DIV/0! | #DIV/0! | #DIV/0! | #DIV/0! | #DIV/0! | #DIV/0! | #DIV/0! | #DIV/0! | #DIV/0! | #DIV/0! | #DIV/0! | #DIV/0! | #DIV/0! | #DIV/0! | #DIV/0! | #DIV/0! | #DIV/0! | #DIV/0! | #DIV/0! | #DIV/0! | #DIV/0! | #DIV/0! | #DIV/0! | #DIV/0! | #DIV/0! | #DIV/0! | #DIV/0! | #DIV/0! | #DIV/0! | #DIV/0! | #DIV/0! | #DIV/0! | #DIV/0! | #DIV/0! | #DIV/0! | #DIV/0! | #DIV/0! | #DIV/0! | #DIV/0! | #DIV/0! | #DIV/0! | #DIV/0! | #DIV/0! | #DIV/0! | #DIV/0! | #DIV/0! | #DIV/0! | #DIV/0! | #DIV/0! | #DIV/0! | #DIV/0! | #DIV/0! | #DIV/0! | #DIV/0! | #DIV/0! | #DIV/0! | #DIV/0! | #DIV/0! | #DIV/0! | #DIV/0! | #DIV/0! | #DIV/0! | #DIV/0! | #DIV/0! | #DIV/0! | #DIV/0! | #DIV/0! | #DIV/0! | #DIV/0! | #DIV/0! | #DIV/0! | #DIV/0! | #DIV/0! | #DIV/0! | #DIV/0! | #DIV/0! | #DIV/0! | #DIV/0! | #DIV/0! | #DIV/0! | #DIV/0! | #DIV/0! | #DIV/0! | #DIV/0! | #DIV/0! | #DIV/0! | #DIV/0! | #DIV/0! | #DIV/0! | #DIV/0! | #DIV/0! | #DIV/0! | #DIV/0! | #DIV/0! | #DIV/0! | #DIV/0! | #DIV/0! | #DIV/0! | #DIV/0! | #DIV/0! | #DIV/0! | #DIV/0! | #DIV/0! | #DIV/0! | #DIV/0! | #DIV/0! | #DIV/0! | #DIV/0! | #DIV/0! | #DIV/0! | 0 | 0 | 0 | 0 | 0 | 0 | 0 | 0 | 0 | 0 | 0 | 0 | 0 | 0 | 0 | 0 | 0 | 0 | 0 | 0 | 0 | 0 | 0 | 0 | 0 | 0 | 0 | 0 | 0 | 0 | 0 | 0 | 0 | 0 | 0 | 0 | 0 | 0 | 0 | 0 | 0 | 0 | 0 | 0 | 0 | 0 | 0 | 0 | 0 | 0 | 0 | 0 | 0 | 0 | 0 | 0 | 0 | 0 | 0 | 0 | 0 | #DIV/0! | #DIV/0! | #DIV/0! | #DIV/0! | #DIV/0! | #DIV/0! | 0 | 0 | #DIV/0! | 0 | 0
33 | [14 empty] | 0 | 0 | 0 | 0 | 0 | 0 | 0 | 0 | 0 | 0 | 0 |  |  |  |  | 0 | 0 | 0 | 0 | 0 | 0 | 0 | 0 | 0 | 0 | 0 | 0 | 0 | 0 | 0 | 0 | 0 | 0 | 0 | 0 | 0 | 0 | 0 | 0 | 0 | 0 | 0 |  | 0 |  | 0 |  | 0 | 0 | 0 | 0 | 0 | 0 | 0 | 0 | 0 | [7 empty] | 0 | 0 | 1 | 0 | 0 | 0 |  | #DIV/0! | #DIV/0! | #DIV/0! | #DIV/0! | #DIV/0! | #DIV/0! | #DIV/0! | #DIV/0! | #DIV/0! | #DIV/0! | #DIV/0! | #DIV/0! | #DIV/0! | #DIV/0! | #DIV/0! | #DIV/0! | #DIV/0! | #DIV/0! | #DIV/0! | #DIV/0! | #DIV/0! | #DIV/0! | #DIV/0! | #DIV/0! | #DIV/0! | #DIV/0! | #DIV/0! | #DIV/0! | #DIV/0! | #DIV/0! | #DIV/0! | #DIV/0! | #DIV/0! | #DIV/0! | #DIV/0! | #DIV/0! | #DIV/0! | #DIV/0! | #DIV/0! | #DIV/0! | #DIV/0! | #DIV/0! | #DIV/0! | #DIV/0! | #DIV/0! | #DIV/0! | #DIV/0! | #DIV/0! | #DIV/0! | #DIV/0! | #DIV/0! | #DIV/0! | #DIV/0! | #DIV/0! | #DIV/0! | #DIV/0! | #DIV/0! | #DIV/0! | #DIV/0! | #DIV/0! | #DIV/0! | #DIV/0! | #DIV/0! | #DIV/0! | #DIV/0! | #DIV/0! | #DIV/0! | #DIV/0! | #DIV/0! | #DIV/0! | #DIV/0! | #DIV/0! | #DIV/0! | #DIV/0! | #DIV/0! | #DIV/0! | #DIV/0! | #DIV/0! | #DIV/0! | #DIV/0! | #DIV/0! | #DIV/0! | #DIV/0! | #DIV/0! | #DIV/0! | #DIV/0! | #DIV/0! | #DIV/0! | #DIV/0! | #DIV/0! | #DIV/0! | #DIV/0! | #DIV/0! | #DIV/0! | #DIV/0! | #DIV/0! | #DIV/0! | #DIV/0! | #DIV/0! | #DIV/0! | #DIV/0! | #DIV/0! | #DIV/0! | #DIV/0! | #DIV/0! | #DIV/0! | #DIV/0! | #DIV/0! | #DIV/0! | #DIV/0! | #DIV/0! | #DIV/0! | #DIV/0! | #DIV/0! | #DIV/0! | #DIV/0! | #DIV/0! | #DIV/0! | #DIV/0! | #DIV/0! | #DIV/0! | #DIV/0! | #DIV/0! | #DIV/0! | #DIV/0! | #DIV/0! | #DIV/0! | #DIV/0! | #DIV/0! | #DIV/0! | #DIV/0! | #DIV/0! | #DIV/0! | #DIV/0! | #DIV/0! | #DIV/0! | #DIV/0! | #DIV/0! | #DIV/0! | #DIV/0! | #DIV/0! | #DIV/0! | #DIV/0! | #DIV/0! | #DIV/0! | #DIV/0! | #DIV/0! | #DIV/0! | #DIV/0! | #DIV/0! | #DIV/0! | #DIV/0! | #DIV/0! | #DIV/0! | #DIV/0! | #DIV/0! | #DIV/0! | #DIV/0! | #DIV/0! | #DIV/0! | #DIV/0! | #DIV/0! | #DIV/0! | #DIV/0! | #DIV/0! | #DIV/0! | #DIV/0! | #DIV/0! | #DIV/0! | #DIV/0! | #DIV/0! | #DIV/0! | #DIV/0! | #DIV/0! | #DIV/0! | #DIV/0! | #DIV/0! | #DIV/0! | #DIV/0! | #DIV/0! | #DIV/0! | #DIV/0! | #DIV/0! | #DIV/0! | #DIV/0! | #DIV/0! | #DIV/0! | #DIV/0! | #DIV/0! | #DIV/0! | #DIV/0! | #DIV/0! | #DIV/0! | #DIV/0! | #DIV/0! | #DIV/0! | #DIV/0! | #DIV/0! | #DIV/0! | #DIV/0! | #DIV/0! | #DIV/0! | #DIV/0! | #DIV/0! | #DIV/0! | #DIV/0! | #DIV/0! | #DIV/0! | #DIV/0! | #DIV/0! | #DIV/0! | #DIV/0! | #DIV/0! | #DIV/0! | #DIV/0! | #DIV/0! | #DIV/0! | #DIV/0! | #DIV/0! | #DIV/0! | #DIV/0! | #DIV/0! | #DIV/0! | #DIV/0! | #DIV/0! | #DIV/0! | #DIV/0! | #DIV/0! | #DIV/0! | #DIV/0! | #DIV/0! | #DIV/0! | #DIV/0! | #DIV/0! | #DIV/0! | #DIV/0! | #DIV/0! | #DIV/0! | #DIV/0! | #DIV/0! | #DIV/0! | #DIV/0! | #DIV/0! | #DIV/0! | #DIV/0! | #DIV/0! | #DIV/0! | #DIV/0! | #DIV/0! | #DIV/0! | #DIV/0! | #DIV/0! | #DIV/0! | #DIV/0! | #DIV/0! | #DIV/0! | #DIV/0! | #DIV/0! | #DIV/0! | #DIV/0! | #DIV/0! | #DIV/0! | #DIV/0! | #DIV/0! | #DIV/0! | #DIV/0! | #DIV/0! | #DIV/0! | #DIV/0! | #DIV/0! | #DIV/0! | #DIV/0! | #DIV/0! | #DIV/0! | #DIV/0! | #DIV/0! | #DIV/0! | #DIV/0! | #DIV/0! | #DIV/0! | #DIV/0! | #DIV/0! | #DIV/0! | #DIV/0! | #DIV/0! | #DIV/0! | #DIV/0! | #DIV/0! | #DIV/0! | #DIV/0! | #DIV/0! | #DIV/0! | #DIV/0! | #DIV/0! | #DIV/0! | #DIV/0! | #DIV/0! | #DIV/0! | #DIV/0! | #DIV/0! | #DIV/0! | #DIV/0! | #DIV/0! | #DIV/0! | #DIV/0! | #DIV/0! | #DIV/0! | #DIV/0! | #DIV/0! | #DIV/0! | #DIV/0! | #DIV/0! | #DIV/0! | #DIV/0! | #DIV/0! | #DIV/0! | #DIV/0! | #DIV/0! | #DIV/0! | #DIV/0! | #DIV/0! | #DIV/0! | #DIV/0! | #DIV/0! | #DIV/0! | #DIV/0! | #DIV/0! | #DIV/0! | #DIV/0! | #DIV/0! | #DIV/0! | #DIV/0! | #DIV/0! | #DIV/0! | #DIV/0! | #DIV/0! | #DIV/0! | #DIV/0! | #DIV/0! | #DIV/0! | #DIV/0! | #DIV/0! | #DIV/0! | #DIV/0! | #DIV/0! | #DIV/0! | #DIV/0! | #DIV/0! | #DIV/0! | #DIV/0! | #DIV/0! | #DIV/0! | #DIV/0! | #DIV/0! | #DIV/0! | #DIV/0! | #DIV/0! | #DIV/0! | #DIV/0! | #DIV/0! | 0 | 0 | 0 | 0 | 0 | 0 | 0 | 0 | 0 | 0 | 0 | 0 | 0 | 0 | 0 | 0 | 0 | 0 | 0 | 0 | 0 | 0 | 0 | 0 | 0 | 0 | 0 | 0 | 0 | 0 | 0 | 0 | 0 | 0 | 0 | 0 | 0 | 0 | 0 | 0 | 0 | 0 | 0 | 0 | 0 | 0 | 0 | 0 | 0 | 0 | 0 | 0 | 0 | 0 | 0 | 0 | 0 | 0 | 0 | 0 | 0 | #DIV/0! | #DIV/0! | #DIV/0! | #DIV/0! | #DIV/0! | #DIV/0! | 0 | 0 | #DIV/0! | 0 | 0
34 | [14 empty] | 0 | 0 | 0 | 0 | 0 | 0 | 0 | 0 | 0 | 0 | 0 |  |  |  |  | 0 | 0 | 0 | 0 | 0 | 0 | 0 | 0 | 0 | 0 | 0 | 0 | 0 | 0 | 0 | 0 | 0 | 0 | 0 | 0 | 0 | 0 | 0 | 0 | 0 | 0 | 0 |  | 0 |  | 0 |  | 0 | 0 | 0 | 0 | 0 | 0 | 0 | 0 | 0 | [7 empty] | 0 | 0 | 1 | 0 | 0 | 0 |  | #DIV/0! | #DIV/0! | #DIV/0! | #DIV/0! | #DIV/0! | #DIV/0! | #DIV/0! | #DIV/0! | #DIV/0! | #DIV/0! | #DIV/0! | #DIV/0! | #DIV/0! | #DIV/0! | #DIV/0! | #DIV/0! | #DIV/0! | #DIV/0! | #DIV/0! | #DIV/0! | #DIV/0! | #DIV/0! | #DIV/0! | #DIV/0! | #DIV/0! | #DIV/0! | #DIV/0! | #DIV/0! | #DIV/0! | #DIV/0! | #DIV/0! | #DIV/0! | #DIV/0! | #DIV/0! | #DIV/0! | #DIV/0! | #DIV/0! | #DIV/0! | #DIV/0! | #DIV/0! | #DIV/0! | #DIV/0! | #DIV/0! | #DIV/0! | #DIV/0! | #DIV/0! | #DIV/0! | #DIV/0! | #DIV/0! | #DIV/0! | #DIV/0! | #DIV/0! | #DIV/0! | #DIV/0! | #DIV/0! | #DIV/0! | #DIV/0! | #DIV/0! | #DIV/0! | #DIV/0! | #DIV/0! | #DIV/0! | #DIV/0! | #DIV/0! | #DIV/0! | #DIV/0! | #DIV/0! | #DIV/0! | #DIV/0! | #DIV/0! | #DIV/0! | #DIV/0! | #DIV/0! | #DIV/0! | #DIV/0! | #DIV/0! | #DIV/0! | #DIV/0! | #DIV/0! | #DIV/0! | #DIV/0! | #DIV/0! | #DIV/0! | #DIV/0! | #DIV/0! | #DIV/0! | #DIV/0! | #DIV/0! | #DIV/0! | #DIV/0! | #DIV/0! | #DIV/0! | #DIV/0! | #DIV/0! | #DIV/0! | #DIV/0! | #DIV/0! | #DIV/0! | #DIV/0! | #DIV/0! | #DIV/0! | #DIV/0! | #DIV/0! | #DIV/0! | #DIV/0! | #DIV/0! | #DIV/0! | #DIV/0! | #DIV/0! | #DIV/0! | #DIV/0! | #DIV/0! | #DIV/0! | #DIV/0! | #DIV/0! | #DIV/0! | #DIV/0! | #DIV/0! | #DIV/0! | #DIV/0! | #DIV/0! | #DIV/0! | #DIV/0! | #DIV/0! | #DIV/0! | #DIV/0! | #DIV/0! | #DIV/0! | #DIV/0! | #DIV/0! | #DIV/0! | #DIV/0! | #DIV/0! | #DIV/0! | #DIV/0! | #DIV/0! | #DIV/0! | #DIV/0! | #DIV/0! | #DIV/0! | #DIV/0! | #DIV/0! | #DIV/0! | #DIV/0! | #DIV/0! | #DIV/0! | #DIV/0! | #DIV/0! | #DIV/0! | #DIV/0! | #DIV/0! | #DIV/0! | #DIV/0! | #DIV/0! | #DIV/0! | #DIV/0! | #DIV/0! | #DIV/0! | #DIV/0! | #DIV/0! | #DIV/0! | #DIV/0! | #DIV/0! | #DIV/0! | #DIV/0! | #DIV/0! | #DIV/0! | #DIV/0! | #DIV/0! | #DIV/0! | #DIV/0! | #DIV/0! | #DIV/0! | #DIV/0! | #DIV/0! | #DIV/0! | #DIV/0! | #DIV/0! | #DIV/0! | #DIV/0! | #DIV/0! | #DIV/0! | #DIV/0! | #DIV/0! | #DIV/0! | #DIV/0! | #DIV/0! | #DIV/0! | #DIV/0! | #DIV/0! | #DIV/0! | #DIV/0! | #DIV/0! | #DIV/0! | #DIV/0! | #DIV/0! | #DIV/0! | #DIV/0! | #DIV/0! | #DIV/0! | #DIV/0! | #DIV/0! | #DIV/0! | #DIV/0! | #DIV/0! | #DIV/0! | #DIV/0! | #DIV/0! | #DIV/0! | #DIV/0! | #DIV/0! | #DIV/0! | #DIV/0! | #DIV/0! | #DIV/0! | #DIV/0! | #DIV/0! | #DIV/0! | #DIV/0! | #DIV/0! | #DIV/0! | #DIV/0! | #DIV/0! | #DIV/0! | #DIV/0! | #DIV/0! | #DIV/0! | #DIV/0! | #DIV/0! | #DIV/0! | #DIV/0! | #DIV/0! | #DIV/0! | #DIV/0! | #DIV/0! | #DIV/0! | #DIV/0! | #DIV/0! | #DIV/0! | #DIV/0! | #DIV/0! | #DIV/0! | #DIV/0! | #DIV/0! | #DIV/0! | #DIV/0! | #DIV/0! | #DIV/0! | #DIV/0! | #DIV/0! | #DIV/0! | #DIV/0! | #DIV/0! | #DIV/0! | #DIV/0! | #DIV/0! | #DIV/0! | #DIV/0! | #DIV/0! | #DIV/0! | #DIV/0! | #DIV/0! | #DIV/0! | #DIV/0! | #DIV/0! | #DIV/0! | #DIV/0! | #DIV/0! | #DIV/0! | #DIV/0! | #DIV/0! | #DIV/0! | #DIV/0! | #DIV/0! | #DIV/0! | #DIV/0! | #DIV/0! | #DIV/0! | #DIV/0! | #DIV/0! | #DIV/0! | #DIV/0! | #DIV/0! | #DIV/0! | #DIV/0! | #DIV/0! | #DIV/0! | #DIV/0! | #DIV/0! | #DIV/0! | #DIV/0! | #DIV/0! | #DIV/0! | #DIV/0! | #DIV/0! | #DIV/0! | #DIV/0! | #DIV/0! | #DIV/0! | #DIV/0! | #DIV/0! | #DIV/0! | #DIV/0! | #DIV/0! | #DIV/0! | #DIV/0! | #DIV/0! | #DIV/0! | #DIV/0! | #DIV/0! | #DIV/0! | #DIV/0! | #DIV/0! | #DIV/0! | #DIV/0! | #DIV/0! | #DIV/0! | #DIV/0! | #DIV/0! | #DIV/0! | #DIV/0! | #DIV/0! | #DIV/0! | #DIV/0! | #DIV/0! | #DIV/0! | #DIV/0! | #DIV/0! | #DIV/0! | #DIV/0! | #DIV/0! | #DIV/0! | #DIV/0! | #DIV/0! | #DIV/0! | #DIV/0! | #DIV/0! | #DIV/0! | #DIV/0! | #DIV/0! | #DIV/0! | #DIV/0! | #DIV/0! | #DIV/0! | #DIV/0! | #DIV/0! | #DIV/0! | #DIV/0! | #DIV/0! | #DIV/0! | #DIV/0! | #DIV/0! | #DIV/0! | #DIV/0! | #DIV/0! | #DIV/0! | #DIV/0! | #DIV/0! | #DIV/0! | #DIV/0! | 0 | 0 | 0 | 0 | 0 | 0 | 0 | 0 | 0 | 0 | 0 | 0 | 0 | 0 | 0 | 0 | 0 | 0 | 0 | 0 | 0 | 0 | 0 | 0 | 0 | 0 | 0 | 0 | 0 | 0 | 0 | 0 | 0 | 0 | 0 | 0 | 0 | 0 | 0 | 0 | 0 | 0 | 0 | 0 | 0 | 0 | 0 | 0 | 0 | 0 | 0 | 0 | 0 | 0 | 0 | 0 | 0 | 0 | 0 | 0 | 0 | #DIV/0! | #DIV/0! | #DIV/0! | #DIV/0! | #DIV/0! | #DIV/0! | 0 | 0 | #DIV/0! | 0 | 0
35 | [14 empty] | 0 | 0 | 0 | 0 | 0 | 0 | 0 | 0 | 0 | 0 | 0 |  |  |  |  | 0 | 0 | 0 | 0 | 0 | 0 | 0 | 0 | 0 | 0 | 0 | 0 | 0 | 0 | 0 | 0 | 0 | 0 | 0 | 0 | 0 | 0 | 0 | 0 | 0 | 0 | 0 |  | 0 |  | 0 |  | 0 | 0 | 0 | 0 | 0 | 0 | 0 | 0 | 0 | [7 empty] | 0 | 0 | 1 | 0 | 0 | 0 |  | #DIV/0! | #DIV/0! | #DIV/0! | #DIV/0! | #DIV/0! | #DIV/0! | #DIV/0! | #DIV/0! | #DIV/0! | #DIV/0! | #DIV/0! | #DIV/0! | #DIV/0! | #DIV/0! | #DIV/0! | #DIV/0! | #DIV/0! | #DIV/0! | #DIV/0! | #DIV/0! | #DIV/0! | #DIV/0! | #DIV/0! | #DIV/0! | #DIV/0! | #DIV/0! | #DIV/0! | #DIV/0! | #DIV/0! | #DIV/0! | #DIV/0! | #DIV/0! | #DIV/0! | #DIV/0! | #DIV/0! | #DIV/0! | #DIV/0! | #DIV/0! | #DIV/0! | #DIV/0! | #DIV/0! | #DIV/0! | #DIV/0! | #DIV/0! | #DIV/0! | #DIV/0! | #DIV/0! | #DIV/0! | #DIV/0! | #DIV/0! | #DIV/0! | #DIV/0! | #DIV/0! | #DIV/0! | #DIV/0! | #DIV/0! | #DIV/0! | #DIV/0! | #DIV/0! | #DIV/0! | #DIV/0! | #DIV/0! | #DIV/0! | #DIV/0! | #DIV/0! | #DIV/0! | #DIV/0! | #DIV/0! | #DIV/0! | #DIV/0! | #DIV/0! | #DIV/0! | #DIV/0! | #DIV/0! | #DIV/0! | #DIV/0! | #DIV/0! | #DIV/0! | #DIV/0! | #DIV/0! | #DIV/0! | #DIV/0! | #DIV/0! | #DIV/0! | #DIV/0! | #DIV/0! | #DIV/0! | #DIV/0! | #DIV/0! | #DIV/0! | #DIV/0! | #DIV/0! | #DIV/0! | #DIV/0! | #DIV/0! | #DIV/0! | #DIV/0! | #DIV/0! | #DIV/0! | #DIV/0! | #DIV/0! | #DIV/0! | #DIV/0! | #DIV/0! | #DIV/0! | #DIV/0! | #DIV/0! | #DIV/0! | #DIV/0! | #DIV/0! | #DIV/0! | #DIV/0! | #DIV/0! | #DIV/0! | #DIV/0! | #DIV/0! | #DIV/0! | #DIV/0! | #DIV/0! | #DIV/0! | #DIV/0! | #DIV/0! | #DIV/0! | #DIV/0! | #DIV/0! | #DIV/0! | #DIV/0! | #DIV/0! | #DIV/0! | #DIV/0! | #DIV/0! | #DIV/0! | #DIV/0! | #DIV/0! | #DIV/0! | #DIV/0! | #DIV/0! | #DIV/0! | #DIV/0! | #DIV/0! | #DIV/0! | #DIV/0! | #DIV/0! | #DIV/0! | #DIV/0! | #DIV/0! | #DIV/0! | #DIV/0! | #DIV/0! | #DIV/0! | #DIV/0! | #DIV/0! | #DIV/0! | #DIV/0! | #DIV/0! | #DIV/0! | #DIV/0! | #DIV/0! | #DIV/0! | #DIV/0! | #DIV/0! | #DIV/0! | #DIV/0! | #DIV/0! | #DIV/0! | #DIV/0! | #DIV/0! | #DIV/0! | #DIV/0! | #DIV/0! | #DIV/0! | #DIV/0! | #DIV/0! | #DIV/0! | #DIV/0! | #DIV/0! | #DIV/0! | #DIV/0! | #DIV/0! | #DIV/0! | #DIV/0! | #DIV/0! | #DIV/0! | #DIV/0! | #DIV/0! | #DIV/0! | #DIV/0! | #DIV/0! | #DIV/0! | #DIV/0! | #DIV/0! | #DIV/0! | #DIV/0! | #DIV/0! | #DIV/0! | #DIV/0! | #DIV/0! | #DIV/0! | #DIV/0! | #DIV/0! | #DIV/0! | #DIV/0! | #DIV/0! | #DIV/0! | #DIV/0! | #DIV/0! | #DIV/0! | #DIV/0! | #DIV/0! | #DIV/0! | #DIV/0! | #DIV/0! | #DIV/0! | #DIV/0! | #DIV/0! | #DIV/0! | #DIV/0! | #DIV/0! | #DIV/0! | #DIV/0! | #DIV/0! | #DIV/0! | #DIV/0! | #DIV/0! | #DIV/0! | #DIV/0! | #DIV/0! | #DIV/0! | #DIV/0! | #DIV/0! | #DIV/0! | #DIV/0! | #DIV/0! | #DIV/0! | #DIV/0! | #DIV/0! | #DIV/0! | #DIV/0! | #DIV/0! | #DIV/0! | #DIV/0! | #DIV/0! | #DIV/0! | #DIV/0! | #DIV/0! | #DIV/0! | #DIV/0! | #DIV/0! | #DIV/0! | #DIV/0! | #DIV/0! | #DIV/0! | #DIV/0! | #DIV/0! | #DIV/0! | #DIV/0! | #DIV/0! | #DIV/0! | #DIV/0! | #DIV/0! | #DIV/0! | #DIV/0! | #DIV/0! | #DIV/0! | #DIV/0! | #DIV/0! | #DIV/0! | #DIV/0! | #DIV/0! | #DIV/0! | #DIV/0! | #DIV/0! | #DIV/0! | #DIV/0! | #DIV/0! | #DIV/0! | #DIV/0! | #DIV/0! | #DIV/0! | #DIV/0! | #DIV/0! | #DIV/0! | #DIV/0! | #DIV/0! | #DIV/0! | #DIV/0! | #DIV/0! | #DIV/0! | #DIV/0! | #DIV/0! | #DIV/0! | #DIV/0! | #DIV/0! | #DIV/0! | #DIV/0! | #DIV/0! | #DIV/0! | #DIV/0! | #DIV/0! | #DIV/0! | #DIV/0! | #DIV/0! | #DIV/0! | #DIV/0! | #DIV/0! | #DIV/0! | #DIV/0! | #DIV/0! | #DIV/0! | #DIV/0! | #DIV/0! | #DIV/0! | #DIV/0! | #DIV/0! | #DIV/0! | #DIV/0! | #DIV/0! | #DIV/0! | #DIV/0! | #DIV/0! | #DIV/0! | #DIV/0! | #DIV/0! | #DIV/0! | #DIV/0! | #DIV/0! | #DIV/0! | #DIV/0! | #DIV/0! | #DIV/0! | #DIV/0! | #DIV/0! | #DIV/0! | #DIV/0! | #DIV/0! | #DIV/0! | #DIV/0! | #DIV/0! | #DIV/0! | #DIV/0! | #DIV/0! | #DIV/0! | #DIV/0! | #DIV/0! | #DIV/0! | #DIV/0! | #DIV/0! | #DIV/0! | #DIV/0! | #DIV/0! | #DIV/0! | #DIV/0! | #DIV/0! | #DIV/0! | #DIV/0! | #DIV/0! | #DIV/0! | #DIV/0! | #DIV/0! | #DIV/0! | 0 | 0 | 0 | 0 | 0 | 0 | 0 | 0 | 0 | 0 | 0 | 0 | 0 | 0 | 0 | 0 | 0 | 0 | 0 | 0 | 0 | 0 | 0 | 0 | 0 | 0 | 0 | 0 | 0 | 0 | 0 | 0 | 0 | 0 | 0 | 0 | 0 | 0 | 0 | 0 | 0 | 0 | 0 | 0 | 0 | 0 | 0 | 0 | 0 | 0 | 0 | 0 | 0 | 0 | 0 | 0 | 0 | 0 | 0 | 0 | 0 | #DIV/0! | #DIV/0! | #DIV/0! | #DIV/0! | #DIV/0! | #DIV/0! | 0 | 0 | #DIV/0! | 0 | 0
36 | [14 empty] | 0 | 0 | 0 | 0 | 0 | 0 | 0 | 0 | 0 | 0 | 0 |  |  |  |  | 0 | 0 | 0 | 0 | 0 | 0 | 0 | 0 | 0 | 0 | 0 | 0 | 0 | 0 | 0 | 0 | 0 | 0 | 0 | 0 | 0 | 0 | 0 | 0 | 0 | 0 | 0 |  | 0 |  | 0 |  | 0 | 0 | 0 | 0 | 0 | 0 | 0 | 0 | 0 | [7 empty] | 0 | 0 | 1 | 0 | 0 | 0 |  | #DIV/0! | #DIV/0! | #DIV/0! | #DIV/0! | #DIV/0! | #DIV/0! | #DIV/0! | #DIV/0! | #DIV/0! | #DIV/0! | #DIV/0! | #DIV/0! | #DIV/0! | #DIV/0! | #DIV/0! | #DIV/0! | #DIV/0! | #DIV/0! | #DIV/0! | #DIV/0! | #DIV/0! | #DIV/0! | #DIV/0! | #DIV/0! | #DIV/0! | #DIV/0! | #DIV/0! | #DIV/0! | #DIV/0! | #DIV/0! | #DIV/0! | #DIV/0! | #DIV/0! | #DIV/0! | #DIV/0! | #DIV/0! | #DIV/0! | #DIV/0! | #DIV/0! | #DIV/0! | #DIV/0! | #DIV/0! | #DIV/0! | #DIV/0! | #DIV/0! | #DIV/0! | #DIV/0! | #DIV/0! | #DIV/0! | #DIV/0! | #DIV/0! | #DIV/0! | #DIV/0! | #DIV/0! | #DIV/0! | #DIV/0! | #DIV/0! | #DIV/0! | #DIV/0! | #DIV/0! | #DIV/0! | #DIV/0! | #DIV/0! | #DIV/0! | #DIV/0! | #DIV/0! | #DIV/0! | #DIV/0! | #DIV/0! | #DIV/0! | #DIV/0! | #DIV/0! | #DIV/0! | #DIV/0! | #DIV/0! | #DIV/0! | #DIV/0! | #DIV/0! | #DIV/0! | #DIV/0! | #DIV/0! | #DIV/0! | #DIV/0! | #DIV/0! | #DIV/0! | #DIV/0! | #DIV/0! | #DIV/0! | #DIV/0! | #DIV/0! | #DIV/0! | #DIV/0! | #DIV/0! | #DIV/0! | #DIV/0! | #DIV/0! | #DIV/0! | #DIV/0! | #DIV/0! | #DIV/0! | #DIV/0! | #DIV/0! | #DIV/0! | #DIV/0! | #DIV/0! | #DIV/0! | #DIV/0! | #DIV/0! | #DIV/0! | #DIV/0! | #DIV/0! | #DIV/0! | #DIV/0! | #DIV/0! | #DIV/0! | #DIV/0! | #DIV/0! | #DIV/0! | #DIV/0! | #DIV/0! | #DIV/0! | #DIV/0! | #DIV/0! | #DIV/0! | #DIV/0! | #DIV/0! | #DIV/0! | #DIV/0! | #DIV/0! | #DIV/0! | #DIV/0! | #DIV/0! | #DIV/0! | #DIV/0! | #DIV/0! | #DIV/0! | #DIV/0! | #DIV/0! | #DIV/0! | #DIV/0! | #DIV/0! | #DIV/0! | #DIV/0! | #DIV/0! | #DIV/0! | #DIV/0! | #DIV/0! | #DIV/0! | #DIV/0! | #DIV/0! | #DIV/0! | #DIV/0! | #DIV/0! | #DIV/0! | #DIV/0! | #DIV/0! | #DIV/0! | #DIV/0! | #DIV/0! | #DIV/0! | #DIV/0! | #DIV/0! | #DIV/0! | #DIV/0! | #DIV/0! | #DIV/0! | #DIV/0! | #DIV/0! | #DIV/0! | #DIV/0! | #DIV/0! | #DIV/0! | #DIV/0! | #DIV/0! | #DIV/0! | #DIV/0! | #DIV/0! | #DIV/0! | #DIV/0! | #DIV/0! | #DIV/0! | #DIV/0! | #DIV/0! | #DIV/0! | #DIV/0! | #DIV/0! | #DIV/0! | #DIV/0! | #DIV/0! | #DIV/0! | #DIV/0! | #DIV/0! | #DIV/0! | #DIV/0! | #DIV/0! | #DIV/0! | #DIV/0! | #DIV/0! | #DIV/0! | #DIV/0! | #DIV/0! | #DIV/0! | #DIV/0! | #DIV/0! | #DIV/0! | #DIV/0! | #DIV/0! | #DIV/0! | #DIV/0! | #DIV/0! | #DIV/0! | #DIV/0! | #DIV/0! | #DIV/0! | #DIV/0! | #DIV/0! | #DIV/0! | #DIV/0! | #DIV/0! | #DIV/0! | #DIV/0! | #DIV/0! | #DIV/0! | #DIV/0! | #DIV/0! | #DIV/0! | #DIV/0! | #DIV/0! | #DIV/0! | #DIV/0! | #DIV/0! | #DIV/0! | #DIV/0! | #DIV/0! | #DIV/0! | #DIV/0! | #DIV/0! | #DIV/0! | #DIV/0! | #DIV/0! | #DIV/0! | #DIV/0! | #DIV/0! | #DIV/0! | #DIV/0! | #DIV/0! | #DIV/0! | #DIV/0! | #DIV/0! | #DIV/0! | #DIV/0! | #DIV/0! | #DIV/0! | #DIV/0! | #DIV/0! | #DIV/0! | #DIV/0! | #DIV/0! | #DIV/0! | #DIV/0! | #DIV/0! | #DIV/0! | #DIV/0! | #DIV/0! | #DIV/0! | #DIV/0! | #DIV/0! | #DIV/0! | #DIV/0! | #DIV/0! | #DIV/0! | #DIV/0! | #DIV/0! | #DIV/0! | #DIV/0! | #DIV/0! | #DIV/0! | #DIV/0! | #DIV/0! | #DIV/0! | #DIV/0! | #DIV/0! | #DIV/0! | #DIV/0! | #DIV/0! | #DIV/0! | #DIV/0! | #DIV/0! | #DIV/0! | #DIV/0! | #DIV/0! | #DIV/0! | #DIV/0! | #DIV/0! | #DIV/0! | #DIV/0! | #DIV/0! | #DIV/0! | #DIV/0! | #DIV/0! | #DIV/0! | #DIV/0! | #DIV/0! | #DIV/0! | #DIV/0! | #DIV/0! | #DIV/0! | #DIV/0! | #DIV/0! | #DIV/0! | #DIV/0! | #DIV/0! | #DIV/0! | #DIV/0! | #DIV/0! | #DIV/0! | #DIV/0! | #DIV/0! | #DIV/0! | #DIV/0! | #DIV/0! | #DIV/0! | #DIV/0! | #DIV/0! | #DIV/0! | #DIV/0! | #DIV/0! | #DIV/0! | #DIV/0! | #DIV/0! | #DIV/0! | #DIV/0! | #DIV/0! | #DIV/0! | #DIV/0! | #DIV/0! | #DIV/0! | #DIV/0! | #DIV/0! | #DIV/0! | #DIV/0! | #DIV/0! | #DIV/0! | #DIV/0! | #DIV/0! | #DIV/0! | #DIV/0! | #DIV/0! | #DIV/0! | #DIV/0! | #DIV/0! | #DIV/0! | #DIV/0! | #DIV/0! | #DIV/0! | #DIV/0! | #DIV/0! | #DIV/0! | #DIV/0! | #DIV/0! | 0 | 0 | 0 | 0 | 0 | 0 | 0 | 0 | 0 | 0 | 0 | 0 | 0 | 0 | 0 | 0 | 0 | 0 | 0 | 0 | 0 | 0 | 0 | 0 | 0 | 0 | 0 | 0 | 0 | 0 | 0 | 0 | 0 | 0 | 0 | 0 | 0 | 0 | 0 | 0 | 0 | 0 | 0 | 0 | 0 | 0 | 0 | 0 | 0 | 0 | 0 | 0 | 0 | 0 | 0 | 0 | 0 | 0 | 0 | 0 | 0 | #DIV/0! | #DIV/0! | #DIV/0! | #DIV/0! | #DIV/0! | #DIV/0! | 0 | 0 | #DIV/0! | 0 | 0
37 | [14 empty] | 0 | 0 | 0 | 0 | 0 | 0 | 0 | 0 | 0 | 0 | 0 |  |  |  |  | 0 | 0 | 0 | 0 | 0 | 0 | 0 | 0 | 0 | 0 | 0 | 0 | 0 | 0 | 0 | 0 | 0 | 0 | 0 | 0 | 0 | 0 | 0 | 0 | 0 | 0 | 0 |  | 0 |  | 0 |  | 0 | 0 | 0 | 0 | 0 | 0 | 0 | 0 | 0 | [7 empty] | 0 | 0 | 1 | 0 | 0 | 0 |  | #DIV/0! | #DIV/0! | #DIV/0! | #DIV/0! | #DIV/0! | #DIV/0! | #DIV/0! | #DIV/0! | #DIV/0! | #DIV/0! | #DIV/0! | #DIV/0! | #DIV/0! | #DIV/0! | #DIV/0! | #DIV/0! | #DIV/0! | #DIV/0! | #DIV/0! | #DIV/0! | #DIV/0! | #DIV/0! | #DIV/0! | #DIV/0! | #DIV/0! | #DIV/0! | #DIV/0! | #DIV/0! | #DIV/0! | #DIV/0! | #DIV/0! | #DIV/0! | #DIV/0! | #DIV/0! | #DIV/0! | #DIV/0! | #DIV/0! | #DIV/0! | #DIV/0! | #DIV/0! | #DIV/0! | #DIV/0! | #DIV/0! | #DIV/0! | #DIV/0! | #DIV/0! | #DIV/0! | #DIV/0! | #DIV/0! | #DIV/0! | #DIV/0! | #DIV/0! | #DIV/0! | #DIV/0! | #DIV/0! | #DIV/0! | #DIV/0! | #DIV/0! | #DIV/0! | #DIV/0! | #DIV/0! | #DIV/0! | #DIV/0! | #DIV/0! | #DIV/0! | #DIV/0! | #DIV/0! | #DIV/0! | #DIV/0! | #DIV/0! | #DIV/0! | #DIV/0! | #DIV/0! | #DIV/0! | #DIV/0! | #DIV/0! | #DIV/0! | #DIV/0! | #DIV/0! | #DIV/0! | #DIV/0! | #DIV/0! | #DIV/0! | #DIV/0! | #DIV/0! | #DIV/0! | #DIV/0! | #DIV/0! | #DIV/0! | #DIV/0! | #DIV/0! | #DIV/0! | #DIV/0! | #DIV/0! | #DIV/0! | #DIV/0! | #DIV/0! | #DIV/0! | #DIV/0! | #DIV/0! | #DIV/0! | #DIV/0! | #DIV/0! | #DIV/0! | #DIV/0! | #DIV/0! | #DIV/0! | #DIV/0! | #DIV/0! | #DIV/0! | #DIV/0! | #DIV/0! | #DIV/0! | #DIV/0! | #DIV/0! | #DIV/0! | #DIV/0! | #DIV/0! | #DIV/0! | #DIV/0! | #DIV/0! | #DIV/0! | #DIV/0! | #DIV/0! | #DIV/0! | #DIV/0! | #DIV/0! | #DIV/0! | #DIV/0! | #DIV/0! | #DIV/0! | #DIV/0! | #DIV/0! | #DIV/0! | #DIV/0! | #DIV/0! | #DIV/0! | #DIV/0! | #DIV/0! | #DIV/0! | #DIV/0! | #DIV/0! | #DIV/0! | #DIV/0! | #DIV/0! | #DIV/0! | #DIV/0! | #DIV/0! | #DIV/0! | #DIV/0! | #DIV/0! | #DIV/0! | #DIV/0! | #DIV/0! | #DIV/0! | #DIV/0! | #DIV/0! | #DIV/0! | #DIV/0! | #DIV/0! | #DIV/0! | #DIV/0! | #DIV/0! | #DIV/0! | #DIV/0! | #DIV/0! | #DIV/0! | #DIV/0! | #DIV/0! | #DIV/0! | #DIV/0! | #DIV/0! | #DIV/0! | #DIV/0! | #DIV/0! | #DIV/0! | #DIV/0! | #DIV/0! | #DIV/0! | #DIV/0! | #DIV/0! | #DIV/0! | #DIV/0! | #DIV/0! | #DIV/0! | #DIV/0! | #DIV/0! | #DIV/0! | #DIV/0! | #DIV/0! | #DIV/0! | #DIV/0! | #DIV/0! | #DIV/0! | #DIV/0! | #DIV/0! | #DIV/0! | #DIV/0! | #DIV/0! | #DIV/0! | #DIV/0! | #DIV/0! | #DIV/0! | #DIV/0! | #DIV/0! | #DIV/0! | #DIV/0! | #DIV/0! | #DIV/0! | #DIV/0! | #DIV/0! | #DIV/0! | #DIV/0! | #DIV/0! | #DIV/0! | #DIV/0! | #DIV/0! | #DIV/0! | #DIV/0! | #DIV/0! | #DIV/0! | #DIV/0! | #DIV/0! | #DIV/0! | #DIV/0! | #DIV/0! | #DIV/0! | #DIV/0! | #DIV/0! | #DIV/0! | #DIV/0! | #DIV/0! | #DIV/0! | #DIV/0! | #DIV/0! | #DIV/0! | #DIV/0! | #DIV/0! | #DIV/0! | #DIV/0! | #DIV/0! | #DIV/0! | #DIV/0! | #DIV/0! | #DIV/0! | #DIV/0! | #DIV/0! | #DIV/0! | #DIV/0! | #DIV/0! | #DIV/0! | #DIV/0! | #DIV/0! | #DIV/0! | #DIV/0! | #DIV/0! | #DIV/0! | #DIV/0! | #DIV/0! | #DIV/0! | #DIV/0! | #DIV/0! | #DIV/0! | #DIV/0! | #DIV/0! | #DIV/0! | #DIV/0! | #DIV/0! | #DIV/0! | #DIV/0! | #DIV/0! | #DIV/0! | #DIV/0! | #DIV/0! | #DIV/0! | #DIV/0! | #DIV/0! | #DIV/0! | #DIV/0! | #DIV/0! | #DIV/0! | #DIV/0! | #DIV/0! | #DIV/0! | #DIV/0! | #DIV/0! | #DIV/0! | #DIV/0! | #DIV/0! | #DIV/0! | #DIV/0! | #DIV/0! | #DIV/0! | #DIV/0! | #DIV/0! | #DIV/0! | #DIV/0! | #DIV/0! | #DIV/0! | #DIV/0! | #DIV/0! | #DIV/0! | #DIV/0! | #DIV/0! | #DIV/0! | #DIV/0! | #DIV/0! | #DIV/0! | #DIV/0! | #DIV/0! | #DIV/0! | #DIV/0! | #DIV/0! | #DIV/0! | #DIV/0! | #DIV/0! | #DIV/0! | #DIV/0! | #DIV/0! | #DIV/0! | #DIV/0! | #DIV/0! | #DIV/0! | #DIV/0! | #DIV/0! | #DIV/0! | #DIV/0! | #DIV/0! | #DIV/0! | #DIV/0! | #DIV/0! | #DIV/0! | #DIV/0! | #DIV/0! | #DIV/0! | #DIV/0! | #DIV/0! | #DIV/0! | #DIV/0! | #DIV/0! | #DIV/0! | #DIV/0! | #DIV/0! | #DIV/0! | #DIV/0! | #DIV/0! | #DIV/0! | #DIV/0! | #DIV/0! | #DIV/0! | #DIV/0! | #DIV/0! | #DIV/0! | #DIV/0! | #DIV/0! | #DIV/0! | #DIV/0! | #DIV/0! | #DIV/0! | #DIV/0! | 0 | 0 | 0 | 0 | 0 | 0 | 0 | 0 | 0 | 0 | 0 | 0 | 0 | 0 | 0 | 0 | 0 | 0 | 0 | 0 | 0 | 0 | 0 | 0 | 0 | 0 | 0 | 0 | 0 | 0 | 0 | 0 | 0 | 0 | 0 | 0 | 0 | 0 | 0 | 0 | 0 | 0 | 0 | 0 | 0 | 0 | 0 | 0 | 0 | 0 | 0 | 0 | 0 | 0 | 0 | 0 | 0 | 0 | 0 | 0 | 0 | #DIV/0! | #DIV/0! | #DIV/0! | #DIV/0! | #DIV/0! | #DIV/0! | 0 | 0 | #DIV/0! | 0 | 0
38 | [14 empty] | 0 | 0 | 0 | 0 | 0 | 0 | 0 | 0 | 0 | 0 | 0 |  |  |  |  | 0 | 0 | 0 | 0 | 0 | 0 | 0 | 0 | 0 | 0 | 0 | 0 | 0 | 0 | 0 | 0 | 0 | 0 | 0 | 0 | 0 | 0 | 0 | 0 | 0 | 0 | 0 |  | 0 |  | 0 |  | 0 | 0 | 0 | 0 | 0 | 0 | 0 | 0 | 0 | [7 empty] | 0 | 0 | 1 | 0 | 0 | 0 |  | #DIV/0! | #DIV/0! | #DIV/0! | #DIV/0! | #DIV/0! | #DIV/0! | #DIV/0! | #DIV/0! | #DIV/0! | #DIV/0! | #DIV/0! | #DIV/0! | #DIV/0! | #DIV/0! | #DIV/0! | #DIV/0! | #DIV/0! | #DIV/0! | #DIV/0! | #DIV/0! | #DIV/0! | #DIV/0! | #DIV/0! | #DIV/0! | #DIV/0! | #DIV/0! | #DIV/0! | #DIV/0! | #DIV/0! | #DIV/0! | #DIV/0! | #DIV/0! | #DIV/0! | #DIV/0! | #DIV/0! | #DIV/0! | #DIV/0! | #DIV/0! | #DIV/0! | #DIV/0! | #DIV/0! | #DIV/0! | #DIV/0! | #DIV/0! | #DIV/0! | #DIV/0! | #DIV/0! | #DIV/0! | #DIV/0! | #DIV/0! | #DIV/0! | #DIV/0! | #DIV/0! | #DIV/0! | #DIV/0! | #DIV/0! | #DIV/0! | #DIV/0! | #DIV/0! | #DIV/0! | #DIV/0! | #DIV/0! | #DIV/0! | #DIV/0! | #DIV/0! | #DIV/0! | #DIV/0! | #DIV/0! | #DIV/0! | #DIV/0! | #DIV/0! | #DIV/0! | #DIV/0! | #DIV/0! | #DIV/0! | #DIV/0! | #DIV/0! | #DIV/0! | #DIV/0! | #DIV/0! | #DIV/0! | #DIV/0! | #DIV/0! | #DIV/0! | #DIV/0! | #DIV/0! | #DIV/0! | #DIV/0! | #DIV/0! | #DIV/0! | #DIV/0! | #DIV/0! | #DIV/0! | #DIV/0! | #DIV/0! | #DIV/0! | #DIV/0! | #DIV/0! | #DIV/0! | #DIV/0! | #DIV/0! | #DIV/0! | #DIV/0! | #DIV/0! | #DIV/0! | #DIV/0! | #DIV/0! | #DIV/0! | #DIV/0! | #DIV/0! | #DIV/0! | #DIV/0! | #DIV/0! | #DIV/0! | #DIV/0! | #DIV/0! | #DIV/0! | #DIV/0! | #DIV/0! | #DIV/0! | #DIV/0! | #DIV/0! | #DIV/0! | #DIV/0! | #DIV/0! | #DIV/0! | #DIV/0! | #DIV/0! | #DIV/0! | #DIV/0! | #DIV/0! | #DIV/0! | #DIV/0! | #DIV/0! | #DIV/0! | #DIV/0! | #DIV/0! | #DIV/0! | #DIV/0! | #DIV/0! | #DIV/0! | #DIV/0! | #DIV/0! | #DIV/0! | #DIV/0! | #DIV/0! | #DIV/0! | #DIV/0! | #DIV/0! | #DIV/0! | #DIV/0! | #DIV/0! | #DIV/0! | #DIV/0! | #DIV/0! | #DIV/0! | #DIV/0! | #DIV/0! | #DIV/0! | #DIV/0! | #DIV/0! | #DIV/0! | #DIV/0! | #DIV/0! | #DIV/0! | #DIV/0! | #DIV/0! | #DIV/0! | #DIV/0! | #DIV/0! | #DIV/0! | #DIV/0! | #DIV/0! | #DIV/0! | #DIV/0! | #DIV/0! | #DIV/0! | #DIV/0! | #DIV/0! | #DIV/0! | #DIV/0! | #DIV/0! | #DIV/0! | #DIV/0! | #DIV/0! | #DIV/0! | #DIV/0! | #DIV/0! | #DIV/0! | #DIV/0! | #DIV/0! | #DIV/0! | #DIV/0! | #DIV/0! | #DIV/0! | #DIV/0! | #DIV/0! | #DIV/0! | #DIV/0! | #DIV/0! | #DIV/0! | #DIV/0! | #DIV/0! | #DIV/0! | #DIV/0! | #DIV/0! | #DIV/0! | #DIV/0! | #DIV/0! | #DIV/0! | #DIV/0! | #DIV/0! | #DIV/0! | #DIV/0! | #DIV/0! | #DIV/0! | #DIV/0! | #DIV/0! | #DIV/0! | #DIV/0! | #DIV/0! | #DIV/0! | #DIV/0! | #DIV/0! | #DIV/0! | #DIV/0! | #DIV/0! | #DIV/0! | #DIV/0! | #DIV/0! | #DIV/0! | #DIV/0! | #DIV/0! | #DIV/0! | #DIV/0! | #DIV/0! | #DIV/0! | #DIV/0! | #DIV/0! | #DIV/0! | #DIV/0! | #DIV/0! | #DIV/0! | #DIV/0! | #DIV/0! | #DIV/0! | #DIV/0! | #DIV/0! | #DIV/0! | #DIV/0! | #DIV/0! | #DIV/0! | #DIV/0! | #DIV/0! | #DIV/0! | #DIV/0! | #DIV/0! | #DIV/0! | #DIV/0! | #DIV/0! | #DIV/0! | #DIV/0! | #DIV/0! | #DIV/0! | #DIV/0! | #DIV/0! | #DIV/0! | #DIV/0! | #DIV/0! | #DIV/0! | #DIV/0! | #DIV/0! | #DIV/0! | #DIV/0! | #DIV/0! | #DIV/0! | #DIV/0! | #DIV/0! | #DIV/0! | #DIV/0! | #DIV/0! | #DIV/0! | #DIV/0! | #DIV/0! | #DIV/0! | #DIV/0! | #DIV/0! | #DIV/0! | #DIV/0! | #DIV/0! | #DIV/0! | #DIV/0! | #DIV/0! | #DIV/0! | #DIV/0! | #DIV/0! | #DIV/0! | #DIV/0! | #DIV/0! | #DIV/0! | #DIV/0! | #DIV/0! | #DIV/0! | #DIV/0! | #DIV/0! | #DIV/0! | #DIV/0! | #DIV/0! | #DIV/0! | #DIV/0! | #DIV/0! | #DIV/0! | #DIV/0! | #DIV/0! | #DIV/0! | #DIV/0! | #DIV/0! | #DIV/0! | #DIV/0! | #DIV/0! | #DIV/0! | #DIV/0! | #DIV/0! | #DIV/0! | #DIV/0! | #DIV/0! | #DIV/0! | #DIV/0! | #DIV/0! | #DIV/0! | #DIV/0! | #DIV/0! | #DIV/0! | #DIV/0! | #DIV/0! | #DIV/0! | #DIV/0! | #DIV/0! | #DIV/0! | #DIV/0! | #DIV/0! | #DIV/0! | #DIV/0! | #DIV/0! | #DIV/0! | #DIV/0! | #DIV/0! | #DIV/0! | #DIV/0! | #DIV/0! | #DIV/0! | #DIV/0! | #DIV/0! | #DIV/0! | #DIV/0! | #DIV/0! | #DIV/0! | #DIV/0! | #DIV/0! | #DIV/0! | 0 | 0 | 0 | 0 | 0 | 0 | 0 | 0 | 0 | 0 | 0 | 0 | 0 | 0 | 0 | 0 | 0 | 0 | 0 | 0 | 0 | 0 | 0 | 0 | 0 | 0 | 0 | 0 | 0 | 0 | 0 | 0 | 0 | 0 | 0 | 0 | 0 | 0 | 0 | 0 | 0 | 0 | 0 | 0 | 0 | 0 | 0 | 0 | 0 | 0 | 0 | 0 | 0 | 0 | 0 | 0 | 0 | 0 | 0 | 0 | 0 | #DIV/0! | #DIV/0! | #DIV/0! | #DIV/0! | #DIV/0! | #DIV/0! | 0 | 0 | #DIV/0! | 0 | 0
39 | [14 empty] | 0 | 0 | 0 | 0 | 0 | 0 | 0 | 0 | 0 | 0 | 0 |  |  |  |  | 0 | 0 | 0 | 0 | 0 | 0 | 0 | 0 | 0 | 0 | 0 | 0 | 0 | 0 | 0 | 0 | 0 | 0 | 0 | 0 | 0 | 0 | 0 | 0 | 0 | 0 | 0 |  | 0 |  | 0 |  | 0 | 0 | 0 | 0 | 0 | 0 | 0 | 0 | 0 | [7 empty] | 0 | 0 | 1 | 0 | 0 | 0 |  | #DIV/0! | #DIV/0! | #DIV/0! | #DIV/0! | #DIV/0! | #DIV/0! | #DIV/0! | #DIV/0! | #DIV/0! | #DIV/0! | #DIV/0! | #DIV/0! | #DIV/0! | #DIV/0! | #DIV/0! | #DIV/0! | #DIV/0! | #DIV/0! | #DIV/0! | #DIV/0! | #DIV/0! | #DIV/0! | #DIV/0! | #DIV/0! | #DIV/0! | #DIV/0! | #DIV/0! | #DIV/0! | #DIV/0! | #DIV/0! | #DIV/0! | #DIV/0! | #DIV/0! | #DIV/0! | #DIV/0! | #DIV/0! | #DIV/0! | #DIV/0! | #DIV/0! | #DIV/0! | #DIV/0! | #DIV/0! | #DIV/0! | #DIV/0! | #DIV/0! | #DIV/0! | #DIV/0! | #DIV/0! | #DIV/0! | #DIV/0! | #DIV/0! | #DIV/0! | #DIV/0! | #DIV/0! | #DIV/0! | #DIV/0! | #DIV/0! | #DIV/0! | #DIV/0! | #DIV/0! | #DIV/0! | #DIV/0! | #DIV/0! | #DIV/0! | #DIV/0! | #DIV/0! | #DIV/0! | #DIV/0! | #DIV/0! | #DIV/0! | #DIV/0! | #DIV/0! | #DIV/0! | #DIV/0! | #DIV/0! | #DIV/0! | #DIV/0! | #DIV/0! | #DIV/0! | #DIV/0! | #DIV/0! | #DIV/0! | #DIV/0! | #DIV/0! | #DIV/0! | #DIV/0! | #DIV/0! | #DIV/0! | #DIV/0! | #DIV/0! | #DIV/0! | #DIV/0! | #DIV/0! | #DIV/0! | #DIV/0! | #DIV/0! | #DIV/0! | #DIV/0! | #DIV/0! | #DIV/0! | #DIV/0! | #DIV/0! | #DIV/0! | #DIV/0! | #DIV/0! | #DIV/0! | #DIV/0! | #DIV/0! | #DIV/0! | #DIV/0! | #DIV/0! | #DIV/0! | #DIV/0! | #DIV/0! | #DIV/0! | #DIV/0! | #DIV/0! | #DIV/0! | #DIV/0! | #DIV/0! | #DIV/0! | #DIV/0! | #DIV/0! | #DIV/0! | #DIV/0! | #DIV/0! | #DIV/0! | #DIV/0! | #DIV/0! | #DIV/0! | #DIV/0! | #DIV/0! | #DIV/0! | #DIV/0! | #DIV/0! | #DIV/0! | #DIV/0! | #DIV/0! | #DIV/0! | #DIV/0! | #DIV/0! | #DIV/0! | #DIV/0! | #DIV/0! | #DIV/0! | #DIV/0! | #DIV/0! | #DIV/0! | #DIV/0! | #DIV/0! | #DIV/0! | #DIV/0! | #DIV/0! | #DIV/0! | #DIV/0! | #DIV/0! | #DIV/0! | #DIV/0! | #DIV/0! | #DIV/0! | #DIV/0! | #DIV/0! | #DIV/0! | #DIV/0! | #DIV/0! | #DIV/0! | #DIV/0! | #DIV/0! | #DIV/0! | #DIV/0! | #DIV/0! | #DIV/0! | #DIV/0! | #DIV/0! | #DIV/0! | #DIV/0! | #DIV/0! | #DIV/0! | #DIV/0! | #DIV/0! | #DIV/0! | #DIV/0! | #DIV/0! | #DIV/0! | #DIV/0! | #DIV/0! | #DIV/0! | #DIV/0! | #DIV/0! | #DIV/0! | #DIV/0! | #DIV/0! | #DIV/0! | #DIV/0! | #DIV/0! | #DIV/0! | #DIV/0! | #DIV/0! | #DIV/0! | #DIV/0! | #DIV/0! | #DIV/0! | #DIV/0! | #DIV/0! | #DIV/0! | #DIV/0! | #DIV/0! | #DIV/0! | #DIV/0! | #DIV/0! | #DIV/0! | #DIV/0! | #DIV/0! | #DIV/0! | #DIV/0! | #DIV/0! | #DIV/0! | #DIV/0! | #DIV/0! | #DIV/0! | #DIV/0! | #DIV/0! | #DIV/0! | #DIV/0! | #DIV/0! | #DIV/0! | #DIV/0! | #DIV/0! | #DIV/0! | #DIV/0! | #DIV/0! | #DIV/0! | #DIV/0! | #DIV/0! | #DIV/0! | #DIV/0! | #DIV/0! | #DIV/0! | #DIV/0! | #DIV/0! | #DIV/0! | #DIV/0! | #DIV/0! | #DIV/0! | #DIV/0! | #DIV/0! | #DIV/0! | #DIV/0! | #DIV/0! | #DIV/0! | #DIV/0! | #DIV/0! | #DIV/0! | #DIV/0! | #DIV/0! | #DIV/0! | #DIV/0! | #DIV/0! | #DIV/0! | #DIV/0! | #DIV/0! | #DIV/0! | #DIV/0! | #DIV/0! | #DIV/0! | #DIV/0! | #DIV/0! | #DIV/0! | #DIV/0! | #DIV/0! | #DIV/0! | #DIV/0! | #DIV/0! | #DIV/0! | #DIV/0! | #DIV/0! | #DIV/0! | #DIV/0! | #DIV/0! | #DIV/0! | #DIV/0! | #DIV/0! | #DIV/0! | #DIV/0! | #DIV/0! | #DIV/0! | #DIV/0! | #DIV/0! | #DIV/0! | #DIV/0! | #DIV/0! | #DIV/0! | #DIV/0! | #DIV/0! | #DIV/0! | #DIV/0! | #DIV/0! | #DIV/0! | #DIV/0! | #DIV/0! | #DIV/0! | #DIV/0! | #DIV/0! | #DIV/0! | #DIV/0! | #DIV/0! | #DIV/0! | #DIV/0! | #DIV/0! | #DIV/0! | #DIV/0! | #DIV/0! | #DIV/0! | #DIV/0! | #DIV/0! | #DIV/0! | #DIV/0! | #DIV/0! | #DIV/0! | #DIV/0! | #DIV/0! | #DIV/0! | #DIV/0! | #DIV/0! | #DIV/0! | #DIV/0! | #DIV/0! | #DIV/0! | #DIV/0! | #DIV/0! | #DIV/0! | #DIV/0! | #DIV/0! | #DIV/0! | #DIV/0! | #DIV/0! | #DIV/0! | #DIV/0! | #DIV/0! | #DIV/0! | #DIV/0! | #DIV/0! | #DIV/0! | #DIV/0! | #DIV/0! | #DIV/0! | #DIV/0! | #DIV/0! | #DIV/0! | #DIV/0! | #DIV/0! | #DIV/0! | #DIV/0! | #DIV/0! | #DIV/0! | #DIV/0! | #DIV/0! | #DIV/0! | #DIV/0! | #DIV/0! | 0 | 0 | 0 | 0 | 0 | 0 | 0 | 0 | 0 | 0 | 0 | 0 | 0 | 0 | 0 | 0 | 0 | 0 | 0 | 0 | 0 | 0 | 0 | 0 | 0 | 0 | 0 | 0 | 0 | 0 | 0 | 0 | 0 | 0 | 0 | 0 | 0 | 0 | 0 | 0 | 0 | 0 | 0 | 0 | 0 | 0 | 0 | 0 | 0 | 0 | 0 | 0 | 0 | 0 | 0 | 0 | 0 | 0 | 0 | 0 | 0 | #DIV/0! | #DIV/0! | #DIV/0! | #DIV/0! | #DIV/0! | #DIV/0! | 0 | 0 | #DIV/0! | 0 | 0
40 | [14 empty] | 0 | 0 | 0 | 0 | 0 | 0 | 0 | 0 | 0 | 0 | 0 |  |  |  |  | 0 | 0 | 0 | 0 | 0 | 0 | 0 | 0 | 0 | 0 | 0 | 0 | 0 | 0 | 0 | 0 | 0 | 0 | 0 | 0 | 0 | 0 | 0 | 0 | 0 | 0 | 0 |  | 0 |  | 0 |  | 0 | 0 | 0 | 0 | 0 | 0 | 0 | 0 | 0 | [7 empty] | 0 | 0 | 1 | 0 | 0 | 0 |  | #DIV/0! | #DIV/0! | #DIV/0! | #DIV/0! | #DIV/0! | #DIV/0! | #DIV/0! | #DIV/0! | #DIV/0! | #DIV/0! | #DIV/0! | #DIV/0! | #DIV/0! | #DIV/0! | #DIV/0! | #DIV/0! | #DIV/0! | #DIV/0! | #DIV/0! | #DIV/0! | #DIV/0! | #DIV/0! | #DIV/0! | #DIV/0! | #DIV/0! | #DIV/0! | #DIV/0! | #DIV/0! | #DIV/0! | #DIV/0! | #DIV/0! | #DIV/0! | #DIV/0! | #DIV/0! | #DIV/0! | #DIV/0! | #DIV/0! | #DIV/0! | #DIV/0! | #DIV/0! | #DIV/0! | #DIV/0! | #DIV/0! | #DIV/0! | #DIV/0! | #DIV/0! | #DIV/0! | #DIV/0! | #DIV/0! | #DIV/0! | #DIV/0! | #DIV/0! | #DIV/0! | #DIV/0! | #DIV/0! | #DIV/0! | #DIV/0! | #DIV/0! | #DIV/0! | #DIV/0! | #DIV/0! | #DIV/0! | #DIV/0! | #DIV/0! | #DIV/0! | #DIV/0! | #DIV/0! | #DIV/0! | #DIV/0! | #DIV/0! | #DIV/0! | #DIV/0! | #DIV/0! | #DIV/0! | #DIV/0! | #DIV/0! | #DIV/0! | #DIV/0! | #DIV/0! | #DIV/0! | #DIV/0! | #DIV/0! | #DIV/0! | #DIV/0! | #DIV/0! | #DIV/0! | #DIV/0! | #DIV/0! | #DIV/0! | #DIV/0! | #DIV/0! | #DIV/0! | #DIV/0! | #DIV/0! | #DIV/0! | #DIV/0! | #DIV/0! | #DIV/0! | #DIV/0! | #DIV/0! | #DIV/0! | #DIV/0! | #DIV/0! | #DIV/0! | #DIV/0! | #DIV/0! | #DIV/0! | #DIV/0! | #DIV/0! | #DIV/0! | #DIV/0! | #DIV/0! | #DIV/0! | #DIV/0! | #DIV/0! | #DIV/0! | #DIV/0! | #DIV/0! | #DIV/0! | #DIV/0! | #DIV/0! | #DIV/0! | #DIV/0! | #DIV/0! | #DIV/0! | #DIV/0! | #DIV/0! | #DIV/0! | #DIV/0! | #DIV/0! | #DIV/0! | #DIV/0! | #DIV/0! | #DIV/0! | #DIV/0! | #DIV/0! | #DIV/0! | #DIV/0! | #DIV/0! | #DIV/0! | #DIV/0! | #DIV/0! | #DIV/0! | #DIV/0! | #DIV/0! | #DIV/0! | #DIV/0! | #DIV/0! | #DIV/0! | #DIV/0! | #DIV/0! | #DIV/0! | #DIV/0! | #DIV/0! | #DIV/0! | #DIV/0! | #DIV/0! | #DIV/0! | #DIV/0! | #DIV/0! | #DIV/0! | #DIV/0! | #DIV/0! | #DIV/0! | #DIV/0! | #DIV/0! | #DIV/0! | #DIV/0! | #DIV/0! | #DIV/0! | #DIV/0! | #DIV/0! | #DIV/0! | #DIV/0! | #DIV/0! | #DIV/0! | #DIV/0! | #DIV/0! | #DIV/0! | #DIV/0! | #DIV/0! | #DIV/0! | #DIV/0! | #DIV/0! | #DIV/0! | #DIV/0! | #DIV/0! | #DIV/0! | #DIV/0! | #DIV/0! | #DIV/0! | #DIV/0! | #DIV/0! | #DIV/0! | #DIV/0! | #DIV/0! | #DIV/0! | #DIV/0! | #DIV/0! | #DIV/0! | #DIV/0! | #DIV/0! | #DIV/0! | #DIV/0! | #DIV/0! | #DIV/0! | #DIV/0! | #DIV/0! | #DIV/0! | #DIV/0! | #DIV/0! | #DIV/0! | #DIV/0! | #DIV/0! | #DIV/0! | #DIV/0! | #DIV/0! | #DIV/0! | #DIV/0! | #DIV/0! | #DIV/0! | #DIV/0! | #DIV/0! | #DIV/0! | #DIV/0! | #DIV/0! | #DIV/0! | #DIV/0! | #DIV/0! | #DIV/0! | #DIV/0! | #DIV/0! | #DIV/0! | #DIV/0! | #DIV/0! | #DIV/0! | #DIV/0! | #DIV/0! | #DIV/0! | #DIV/0! | #DIV/0! | #DIV/0! | #DIV/0! | #DIV/0! | #DIV/0! | #DIV/0! | #DIV/0! | #DIV/0! | #DIV/0! | #DIV/0! | #DIV/0! | #DIV/0! | #DIV/0! | #DIV/0! | #DIV/0! | #DIV/0! | #DIV/0! | #DIV/0! | #DIV/0! | #DIV/0! | #DIV/0! | #DIV/0! | #DIV/0! | #DIV/0! | #DIV/0! | #DIV/0! | #DIV/0! | #DIV/0! | #DIV/0! | #DIV/0! | #DIV/0! | #DIV/0! | #DIV/0! | #DIV/0! | #DIV/0! | #DIV/0! | #DIV/0! | #DIV/0! | #DIV/0! | #DIV/0! | #DIV/0! | #DIV/0! | #DIV/0! | #DIV/0! | #DIV/0! | #DIV/0! | #DIV/0! | #DIV/0! | #DIV/0! | #DIV/0! | #DIV/0! | #DIV/0! | #DIV/0! | #DIV/0! | #DIV/0! | #DIV/0! | #DIV/0! | #DIV/0! | #DIV/0! | #DIV/0! | #DIV/0! | #DIV/0! | #DIV/0! | #DIV/0! | #DIV/0! | #DIV/0! | #DIV/0! | #DIV/0! | #DIV/0! | #DIV/0! | #DIV/0! | #DIV/0! | #DIV/0! | #DIV/0! | #DIV/0! | #DIV/0! | #DIV/0! | #DIV/0! | #DIV/0! | #DIV/0! | #DIV/0! | #DIV/0! | #DIV/0! | #DIV/0! | #DIV/0! | #DIV/0! | #DIV/0! | #DIV/0! | #DIV/0! | #DIV/0! | #DIV/0! | #DIV/0! | #DIV/0! | #DIV/0! | #DIV/0! | #DIV/0! | #DIV/0! | #DIV/0! | #DIV/0! | #DIV/0! | #DIV/0! | #DIV/0! | #DIV/0! | #DIV/0! | #DIV/0! | #DIV/0! | #DIV/0! | #DIV/0! | #DIV/0! | #DIV/0! | #DIV/0! | #DIV/0! | #DIV/0! | #DIV/0! | #DIV/0! | #DIV/0! | #DIV/0! | #DIV/0! | #DIV/0! | #DIV/0! | 0 | 0 | 0 | 0 | 0 | 0 | 0 | 0 | 0 | 0 | 0 | 0 | 0 | 0 | 0 | 0 | 0 | 0 | 0 | 0 | 0 | 0 | 0 | 0 | 0 | 0 | 0 | 0 | 0 | 0 | 0 | 0 | 0 | 0 | 0 | 0 | 0 | 0 | 0 | 0 | 0 | 0 | 0 | 0 | 0 | 0 | 0 | 0 | 0 | 0 | 0 | 0 | 0 | 0 | 0 | 0 | 0 | 0 | 0 | 0 | 0 | #DIV/0! | #DIV/0! | #DIV/0! | #DIV/0! | #DIV/0! | #DIV/0! | 0 | 0 | #DIV/0! | 0 | 0
41 | [14 empty] | 0 | 0 | 0 | 0 | 0 | 0 | 0 | 0 | 0 | 0 | 0 |  |  |  |  | 0 | 0 | 0 | 0 | 0 | 0 | 0 | 0 | 0 | 0 | 0 | 0 | 0 | 0 | 0 | 0 | 0 | 0 | 0 | 0 | 0 | 0 | 0 | 0 | 0 | 0 | 0 |  | 0 |  | 0 |  | 0 | 0 | 0 | 0 | 0 | 0 | 0 | 0 | 0 | [7 empty] | 0 | 0 | 1 | 0 | 0 | 0 |  | #DIV/0! | #DIV/0! | #DIV/0! | #DIV/0! | #DIV/0! | #DIV/0! | #DIV/0! | #DIV/0! | #DIV/0! | #DIV/0! | #DIV/0! | #DIV/0! | #DIV/0! | #DIV/0! | #DIV/0! | #DIV/0! | #DIV/0! | #DIV/0! | #DIV/0! | #DIV/0! | #DIV/0! | #DIV/0! | #DIV/0! | #DIV/0! | #DIV/0! | #DIV/0! | #DIV/0! | #DIV/0! | #DIV/0! | #DIV/0! | #DIV/0! | #DIV/0! | #DIV/0! | #DIV/0! | #DIV/0! | #DIV/0! | #DIV/0! | #DIV/0! | #DIV/0! | #DIV/0! | #DIV/0! | #DIV/0! | #DIV/0! | #DIV/0! | #DIV/0! | #DIV/0! | #DIV/0! | #DIV/0! | #DIV/0! | #DIV/0! | #DIV/0! | #DIV/0! | #DIV/0! | #DIV/0! | #DIV/0! | #DIV/0! | #DIV/0! | #DIV/0! | #DIV/0! | #DIV/0! | #DIV/0! | #DIV/0! | #DIV/0! | #DIV/0! | #DIV/0! | #DIV/0! | #DIV/0! | #DIV/0! | #DIV/0! | #DIV/0! | #DIV/0! | #DIV/0! | #DIV/0! | #DIV/0! | #DIV/0! | #DIV/0! | #DIV/0! | #DIV/0! | #DIV/0! | #DIV/0! | #DIV/0! | #DIV/0! | #DIV/0! | #DIV/0! | #DIV/0! | #DIV/0! | #DIV/0! | #DIV/0! | #DIV/0! | #DIV/0! | #DIV/0! | #DIV/0! | #DIV/0! | #DIV/0! | #DIV/0! | #DIV/0! | #DIV/0! | #DIV/0! | #DIV/0! | #DIV/0! | #DIV/0! | #DIV/0! | #DIV/0! | #DIV/0! | #DIV/0! | #DIV/0! | #DIV/0! | #DIV/0! | #DIV/0! | #DIV/0! | #DIV/0! | #DIV/0! | #DIV/0! | #DIV/0! | #DIV/0! | #DIV/0! | #DIV/0! | #DIV/0! | #DIV/0! | #DIV/0! | #DIV/0! | #DIV/0! | #DIV/0! | #DIV/0! | #DIV/0! | #DIV/0! | #DIV/0! | #DIV/0! | #DIV/0! | #DIV/0! | #DIV/0! | #DIV/0! | #DIV/0! | #DIV/0! | #DIV/0! | #DIV/0! | #DIV/0! | #DIV/0! | #DIV/0! | #DIV/0! | #DIV/0! | #DIV/0! | #DIV/0! | #DIV/0! | #DIV/0! | #DIV/0! | #DIV/0! | #DIV/0! | #DIV/0! | #DIV/0! | #DIV/0! | #DIV/0! | #DIV/0! | #DIV/0! | #DIV/0! | #DIV/0! | #DIV/0! | #DIV/0! | #DIV/0! | #DIV/0! | #DIV/0! | #DIV/0! | #DIV/0! | #DIV/0! | #DIV/0! | #DIV/0! | #DIV/0! | #DIV/0! | #DIV/0! | #DIV/0! | #DIV/0! | #DIV/0! | #DIV/0! | #DIV/0! | #DIV/0! | #DIV/0! | #DIV/0! | #DIV/0! | #DIV/0! | #DIV/0! | #DIV/0! | #DIV/0! | #DIV/0! | #DIV/0! | #DIV/0! | #DIV/0! | #DIV/0! | #DIV/0! | #DIV/0! | #DIV/0! | #DIV/0! | #DIV/0! | #DIV/0! | #DIV/0! | #DIV/0! | #DIV/0! | #DIV/0! | #DIV/0! | #DIV/0! | #DIV/0! | #DIV/0! | #DIV/0! | #DIV/0! | #DIV/0! | #DIV/0! | #DIV/0! | #DIV/0! | #DIV/0! | #DIV/0! | #DIV/0! | #DIV/0! | #DIV/0! | #DIV/0! | #DIV/0! | #DIV/0! | #DIV/0! | #DIV/0! | #DIV/0! | #DIV/0! | #DIV/0! | #DIV/0! | #DIV/0! | #DIV/0! | #DIV/0! | #DIV/0! | #DIV/0! | #DIV/0! | #DIV/0! | #DIV/0! | #DIV/0! | #DIV/0! | #DIV/0! | #DIV/0! | #DIV/0! | #DIV/0! | #DIV/0! | #DIV/0! | #DIV/0! | #DIV/0! | #DIV/0! | #DIV/0! | #DIV/0! | #DIV/0! | #DIV/0! | #DIV/0! | #DIV/0! | #DIV/0! | #DIV/0! | #DIV/0! | #DIV/0! | #DIV/0! | #DIV/0! | #DIV/0! | #DIV/0! | #DIV/0! | #DIV/0! | #DIV/0! | #DIV/0! | #DIV/0! | #DIV/0! | #DIV/0! | #DIV/0! | #DIV/0! | #DIV/0! | #DIV/0! | #DIV/0! | #DIV/0! | #DIV/0! | #DIV/0! | #DIV/0! | #DIV/0! | #DIV/0! | #DIV/0! | #DIV/0! | #DIV/0! | #DIV/0! | #DIV/0! | #DIV/0! | #DIV/0! | #DIV/0! | #DIV/0! | #DIV/0! | #DIV/0! | #DIV/0! | #DIV/0! | #DIV/0! | #DIV/0! | #DIV/0! | #DIV/0! | #DIV/0! | #DIV/0! | #DIV/0! | #DIV/0! | #DIV/0! | #DIV/0! | #DIV/0! | #DIV/0! | #DIV/0! | #DIV/0! | #DIV/0! | #DIV/0! | #DIV/0! | #DIV/0! | #DIV/0! | #DIV/0! | #DIV/0! | #DIV/0! | #DIV/0! | #DIV/0! | #DIV/0! | #DIV/0! | #DIV/0! | #DIV/0! | #DIV/0! | #DIV/0! | #DIV/0! | #DIV/0! | #DIV/0! | #DIV/0! | #DIV/0! | #DIV/0! | #DIV/0! | #DIV/0! | #DIV/0! | #DIV/0! | #DIV/0! | #DIV/0! | #DIV/0! | #DIV/0! | #DIV/0! | #DIV/0! | #DIV/0! | #DIV/0! | #DIV/0! | #DIV/0! | #DIV/0! | #DIV/0! | #DIV/0! | #DIV/0! | #DIV/0! | #DIV/0! | #DIV/0! | #DIV/0! | #DIV/0! | #DIV/0! | #DIV/0! | #DIV/0! | #DIV/0! | #DIV/0! | #DIV/0! | #DIV/0! | #DIV/0! | #DIV/0! | #DIV/0! | #DIV/0! | #DIV/0! | #DIV/0! | #DIV/0! | #DIV/0! | #DIV/0! | 0 | 0 | 0 | 0 | 0 | 0 | 0 | 0 | 0 | 0 | 0 | 0 | 0 | 0 | 0 | 0 | 0 | 0 | 0 | 0 | 0 | 0 | 0 | 0 | 0 | 0 | 0 | 0 | 0 | 0 | 0 | 0 | 0 | 0 | 0 | 0 | 0 | 0 | 0 | 0 | 0 | 0 | 0 | 0 | 0 | 0 | 0 | 0 | 0 | 0 | 0 | 0 | 0 | 0 | 0 | 0 | 0 | 0 | 0 | 0 | 0 | #DIV/0! | #DIV/0! | #DIV/0! | #DIV/0! | #DIV/0! | #DIV/0! | 0 | 0 | #DIV/0! | 0 | 0
42 | [14 empty] | 0 | 0 | 0 | 0 | 0 | 0 | 0 | 0 | 0 | 0 | 0 |  |  |  |  | 0 | 0 | 0 | 0 | 0 | 0 | 0 | 0 | 0 | 0 | 0 | 0 | 0 | 0 | 0 | 0 | 0 | 0 | 0 | 0 | 0 | 0 | 0 | 0 | 0 | 0 | 0 |  | 0 |  | 0 |  | 0 | 0 | 0 | 0 | 0 | 0 | 0 | 0 | 0 | [7 empty] | 0 | 0 | 1 | 0 | 0 | 0 |  | #DIV/0! | #DIV/0! | #DIV/0! | #DIV/0! | #DIV/0! | #DIV/0! | #DIV/0! | #DIV/0! | #DIV/0! | #DIV/0! | #DIV/0! | #DIV/0! | #DIV/0! | #DIV/0! | #DIV/0! | #DIV/0! | #DIV/0! | #DIV/0! | #DIV/0! | #DIV/0! | #DIV/0! | #DIV/0! | #DIV/0! | #DIV/0! | #DIV/0! | #DIV/0! | #DIV/0! | #DIV/0! | #DIV/0! | #DIV/0! | #DIV/0! | #DIV/0! | #DIV/0! | #DIV/0! | #DIV/0! | #DIV/0! | #DIV/0! | #DIV/0! | #DIV/0! | #DIV/0! | #DIV/0! | #DIV/0! | #DIV/0! | #DIV/0! | #DIV/0! | #DIV/0! | #DIV/0! | #DIV/0! | #DIV/0! | #DIV/0! | #DIV/0! | #DIV/0! | #DIV/0! | #DIV/0! | #DIV/0! | #DIV/0! | #DIV/0! | #DIV/0! | #DIV/0! | #DIV/0! | #DIV/0! | #DIV/0! | #DIV/0! | #DIV/0! | #DIV/0! | #DIV/0! | #DIV/0! | #DIV/0! | #DIV/0! | #DIV/0! | #DIV/0! | #DIV/0! | #DIV/0! | #DIV/0! | #DIV/0! | #DIV/0! | #DIV/0! | #DIV/0! | #DIV/0! | #DIV/0! | #DIV/0! | #DIV/0! | #DIV/0! | #DIV/0! | #DIV/0! | #DIV/0! | #DIV/0! | #DIV/0! | #DIV/0! | #DIV/0! | #DIV/0! | #DIV/0! | #DIV/0! | #DIV/0! | #DIV/0! | #DIV/0! | #DIV/0! | #DIV/0! | #DIV/0! | #DIV/0! | #DIV/0! | #DIV/0! | #DIV/0! | #DIV/0! | #DIV/0! | #DIV/0! | #DIV/0! | #DIV/0! | #DIV/0! | #DIV/0! | #DIV/0! | #DIV/0! | #DIV/0! | #DIV/0! | #DIV/0! | #DIV/0! | #DIV/0! | #DIV/0! | #DIV/0! | #DIV/0! | #DIV/0! | #DIV/0! | #DIV/0! | #DIV/0! | #DIV/0! | #DIV/0! | #DIV/0! | #DIV/0! | #DIV/0! | #DIV/0! | #DIV/0! | #DIV/0! | #DIV/0! | #DIV/0! | #DIV/0! | #DIV/0! | #DIV/0! | #DIV/0! | #DIV/0! | #DIV/0! | #DIV/0! | #DIV/0! | #DIV/0! | #DIV/0! | #DIV/0! | #DIV/0! | #DIV/0! | #DIV/0! | #DIV/0! | #DIV/0! | #DIV/0! | #DIV/0! | #DIV/0! | #DIV/0! | #DIV/0! | #DIV/0! | #DIV/0! | #DIV/0! | #DIV/0! | #DIV/0! | #DIV/0! | #DIV/0! | #DIV/0! | #DIV/0! | #DIV/0! | #DIV/0! | #DIV/0! | #DIV/0! | #DIV/0! | #DIV/0! | #DIV/0! | #DIV/0! | #DIV/0! | #DIV/0! | #DIV/0! | #DIV/0! | #DIV/0! | #DIV/0! | #DIV/0! | #DIV/0! | #DIV/0! | #DIV/0! | #DIV/0! | #DIV/0! | #DIV/0! | #DIV/0! | #DIV/0! | #DIV/0! | #DIV/0! | #DIV/0! | #DIV/0! | #DIV/0! | #DIV/0! | #DIV/0! | #DIV/0! | #DIV/0! | #DIV/0! | #DIV/0! | #DIV/0! | #DIV/0! | #DIV/0! | #DIV/0! | #DIV/0! | #DIV/0! | #DIV/0! | #DIV/0! | #DIV/0! | #DIV/0! | #DIV/0! | #DIV/0! | #DIV/0! | #DIV/0! | #DIV/0! | #DIV/0! | #DIV/0! | #DIV/0! | #DIV/0! | #DIV/0! | #DIV/0! | #DIV/0! | #DIV/0! | #DIV/0! | #DIV/0! | #DIV/0! | #DIV/0! | #DIV/0! | #DIV/0! | #DIV/0! | #DIV/0! | #DIV/0! | #DIV/0! | #DIV/0! | #DIV/0! | #DIV/0! | #DIV/0! | #DIV/0! | #DIV/0! | #DIV/0! | #DIV/0! | #DIV/0! | #DIV/0! | #DIV/0! | #DIV/0! | #DIV/0! | #DIV/0! | #DIV/0! | #DIV/0! | #DIV/0! | #DIV/0! | #DIV/0! | #DIV/0! | #DIV/0! | #DIV/0! | #DIV/0! | #DIV/0! | #DIV/0! | #DIV/0! | #DIV/0! | #DIV/0! | #DIV/0! | #DIV/0! | #DIV/0! | #DIV/0! | #DIV/0! | #DIV/0! | #DIV/0! | #DIV/0! | #DIV/0! | #DIV/0! | #DIV/0! | #DIV/0! | #DIV/0! | #DIV/0! | #DIV/0! | #DIV/0! | #DIV/0! | #DIV/0! | #DIV/0! | #DIV/0! | #DIV/0! | #DIV/0! | #DIV/0! | #DIV/0! | #DIV/0! | #DIV/0! | #DIV/0! | #DIV/0! | #DIV/0! | #DIV/0! | #DIV/0! | #DIV/0! | #DIV/0! | #DIV/0! | #DIV/0! | #DIV/0! | #DIV/0! | #DIV/0! | #DIV/0! | #DIV/0! | #DIV/0! | #DIV/0! | #DIV/0! | #DIV/0! | #DIV/0! | #DIV/0! | #DIV/0! | #DIV/0! | #DIV/0! | #DIV/0! | #DIV/0! | #DIV/0! | #DIV/0! | #DIV/0! | #DIV/0! | #DIV/0! | #DIV/0! | #DIV/0! | #DIV/0! | #DIV/0! | #DIV/0! | #DIV/0! | #DIV/0! | #DIV/0! | #DIV/0! | #DIV/0! | #DIV/0! | #DIV/0! | #DIV/0! | #DIV/0! | #DIV/0! | #DIV/0! | #DIV/0! | #DIV/0! | #DIV/0! | #DIV/0! | #DIV/0! | #DIV/0! | #DIV/0! | #DIV/0! | #DIV/0! | #DIV/0! | #DIV/0! | #DIV/0! | #DIV/0! | #DIV/0! | #DIV/0! | #DIV/0! | #DIV/0! | #DIV/0! | #DIV/0! | #DIV/0! | #DIV/0! | #DIV/0! | #DIV/0! | #DIV/0! | #DIV/0! | #DIV/0! | #DIV/0! | #DIV/0! | #DIV/0! | 0 | 0 | 0 | 0 | 0 | 0 | 0 | 0 | 0 | 0 | 0 | 0 | 0 | 0 | 0 | 0 | 0 | 0 | 0 | 0 | 0 | 0 | 0 | 0 | 0 | 0 | 0 | 0 | 0 | 0 | 0 | 0 | 0 | 0 | 0 | 0 | 0 | 0 | 0 | 0 | 0 | 0 | 0 | 0 | 0 | 0 | 0 | 0 | 0 | 0 | 0 | 0 | 0 | 0 | 0 | 0 | 0 | 0 | 0 | 0 | 0 | #DIV/0! | #DIV/0! | #DIV/0! | #DIV/0! | #DIV/0! | #DIV/0! | 0 | 0 | #DIV/0! | 0 | 0
43 | [14 empty] | 0 | 0 | 0 | 0 | 0 | 0 | 0 | 0 | 0 | 0 | 0 |  |  |  |  | 0 | 0 | 0 | 0 | 0 | 0 | 0 | 0 | 0 | 0 | 0 | 0 | 0 | 0 | 0 | 0 | 0 | 0 | 0 | 0 | 0 | 0 | 0 | 0 | 0 | 0 | 0 |  | 0 |  | 0 |  | 0 | 0 | 0 | 0 | 0 | 0 | 0 | 0 | 0 | [7 empty] | 0 | 0 | 1 | 0 | 0 | 0 |  | #DIV/0! | #DIV/0! | #DIV/0! | #DIV/0! | #DIV/0! | #DIV/0! | #DIV/0! | #DIV/0! | #DIV/0! | #DIV/0! | #DIV/0! | #DIV/0! | #DIV/0! | #DIV/0! | #DIV/0! | #DIV/0! | #DIV/0! | #DIV/0! | #DIV/0! | #DIV/0! | #DIV/0! | #DIV/0! | #DIV/0! | #DIV/0! | #DIV/0! | #DIV/0! | #DIV/0! | #DIV/0! | #DIV/0! | #DIV/0! | #DIV/0! | #DIV/0! | #DIV/0! | #DIV/0! | #DIV/0! | #DIV/0! | #DIV/0! | #DIV/0! | #DIV/0! | #DIV/0! | #DIV/0! | #DIV/0! | #DIV/0! | #DIV/0! | #DIV/0! | #DIV/0! | #DIV/0! | #DIV/0! | #DIV/0! | #DIV/0! | #DIV/0! | #DIV/0! | #DIV/0! | #DIV/0! | #DIV/0! | #DIV/0! | #DIV/0! | #DIV/0! | #DIV/0! | #DIV/0! | #DIV/0! | #DIV/0! | #DIV/0! | #DIV/0! | #DIV/0! | #DIV/0! | #DIV/0! | #DIV/0! | #DIV/0! | #DIV/0! | #DIV/0! | #DIV/0! | #DIV/0! | #DIV/0! | #DIV/0! | #DIV/0! | #DIV/0! | #DIV/0! | #DIV/0! | #DIV/0! | #DIV/0! | #DIV/0! | #DIV/0! | #DIV/0! | #DIV/0! | #DIV/0! | #DIV/0! | #DIV/0! | #DIV/0! | #DIV/0! | #DIV/0! | #DIV/0! | #DIV/0! | #DIV/0! | #DIV/0! | #DIV/0! | #DIV/0! | #DIV/0! | #DIV/0! | #DIV/0! | #DIV/0! | #DIV/0! | #DIV/0! | #DIV/0! | #DIV/0! | #DIV/0! | #DIV/0! | #DIV/0! | #DIV/0! | #DIV/0! | #DIV/0! | #DIV/0! | #DIV/0! | #DIV/0! | #DIV/0! | #DIV/0! | #DIV/0! | #DIV/0! | #DIV/0! | #DIV/0! | #DIV/0! | #DIV/0! | #DIV/0! | #DIV/0! | #DIV/0! | #DIV/0! | #DIV/0! | #DIV/0! | #DIV/0! | #DIV/0! | #DIV/0! | #DIV/0! | #DIV/0! | #DIV/0! | #DIV/0! | #DIV/0! | #DIV/0! | #DIV/0! | #DIV/0! | #DIV/0! | #DIV/0! | #DIV/0! | #DIV/0! | #DIV/0! | #DIV/0! | #DIV/0! | #DIV/0! | #DIV/0! | #DIV/0! | #DIV/0! | #DIV/0! | #DIV/0! | #DIV/0! | #DIV/0! | #DIV/0! | #DIV/0! | #DIV/0! | #DIV/0! | #DIV/0! | #DIV/0! | #DIV/0! | #DIV/0! | #DIV/0! | #DIV/0! | #DIV/0! | #DIV/0! | #DIV/0! | #DIV/0! | #DIV/0! | #DIV/0! | #DIV/0! | #DIV/0! | #DIV/0! | #DIV/0! | #DIV/0! | #DIV/0! | #DIV/0! | #DIV/0! | #DIV/0! | #DIV/0! | #DIV/0! | #DIV/0! | #DIV/0! | #DIV/0! | #DIV/0! | #DIV/0! | #DIV/0! | #DIV/0! | #DIV/0! | #DIV/0! | #DIV/0! | #DIV/0! | #DIV/0! | #DIV/0! | #DIV/0! | #DIV/0! | #DIV/0! | #DIV/0! | #DIV/0! | #DIV/0! | #DIV/0! | #DIV/0! | #DIV/0! | #DIV/0! | #DIV/0! | #DIV/0! | #DIV/0! | #DIV/0! | #DIV/0! | #DIV/0! | #DIV/0! | #DIV/0! | #DIV/0! | #DIV/0! | #DIV/0! | #DIV/0! | #DIV/0! | #DIV/0! | #DIV/0! | #DIV/0! | #DIV/0! | #DIV/0! | #DIV/0! | #DIV/0! | #DIV/0! | #DIV/0! | #DIV/0! | #DIV/0! | #DIV/0! | #DIV/0! | #DIV/0! | #DIV/0! | #DIV/0! | #DIV/0! | #DIV/0! | #DIV/0! | #DIV/0! | #DIV/0! | #DIV/0! | #DIV/0! | #DIV/0! | #DIV/0! | #DIV/0! | #DIV/0! | #DIV/0! | #DIV/0! | #DIV/0! | #DIV/0! | #DIV/0! | #DIV/0! | #DIV/0! | #DIV/0! | #DIV/0! | #DIV/0! | #DIV/0! | #DIV/0! | #DIV/0! | #DIV/0! | #DIV/0! | #DIV/0! | #DIV/0! | #DIV/0! | #DIV/0! | #DIV/0! | #DIV/0! | #DIV/0! | #DIV/0! | #DIV/0! | #DIV/0! | #DIV/0! | #DIV/0! | #DIV/0! | #DIV/0! | #DIV/0! | #DIV/0! | #DIV/0! | #DIV/0! | #DIV/0! | #DIV/0! | #DIV/0! | #DIV/0! | #DIV/0! | #DIV/0! | #DIV/0! | #DIV/0! | #DIV/0! | #DIV/0! | #DIV/0! | #DIV/0! | #DIV/0! | #DIV/0! | #DIV/0! | #DIV/0! | #DIV/0! | #DIV/0! | #DIV/0! | #DIV/0! | #DIV/0! | #DIV/0! | #DIV/0! | #DIV/0! | #DIV/0! | #DIV/0! | #DIV/0! | #DIV/0! | #DIV/0! | #DIV/0! | #DIV/0! | #DIV/0! | #DIV/0! | #DIV/0! | #DIV/0! | #DIV/0! | #DIV/0! | #DIV/0! | #DIV/0! | #DIV/0! | #DIV/0! | #DIV/0! | #DIV/0! | #DIV/0! | #DIV/0! | #DIV/0! | #DIV/0! | #DIV/0! | #DIV/0! | #DIV/0! | #DIV/0! | #DIV/0! | #DIV/0! | #DIV/0! | #DIV/0! | #DIV/0! | #DIV/0! | #DIV/0! | #DIV/0! | #DIV/0! | #DIV/0! | #DIV/0! | #DIV/0! | #DIV/0! | #DIV/0! | #DIV/0! | #DIV/0! | #DIV/0! | #DIV/0! | #DIV/0! | #DIV/0! | #DIV/0! | #DIV/0! | #DIV/0! | #DIV/0! | #DIV/0! | #DIV/0! | #DIV/0! | #DIV/0! | #DIV/0! | #DIV/0! | #DIV/0! | #DIV/0! | 0 | 0 | 0 | 0 | 0 | 0 | 0 | 0 | 0 | 0 | 0 | 0 | 0 | 0 | 0 | 0 | 0 | 0 | 0 | 0 | 0 | 0 | 0 | 0 | 0 | 0 | 0 | 0 | 0 | 0 | 0 | 0 | 0 | 0 | 0 | 0 | 0 | 0 | 0 | 0 | 0 | 0 | 0 | 0 | 0 | 0 | 0 | 0 | 0 | 0 | 0 | 0 | 0 | 0 | 0 | 0 | 0 | 0 | 0 | 0 | 0 | #DIV/0! | #DIV/0! | #DIV/0! | #DIV/0! | #DIV/0! | #DIV/0! | 0 | 0 | #DIV/0! | 0 | 0
44 | [14 empty] | 0 | 0 | 0 | 0 | 0 | 0 | 0 | 0 | 0 | 0 | 0 |  |  |  |  | 0 | 0 | 0 | 0 | 0 | 0 | 0 | 0 | 0 | 0 | 0 | 0 | 0 | 0 | 0 | 0 | 0 | 0 | 0 | 0 | 0 | 0 | 0 | 0 | 0 | 0 | 0 |  | 0 |  | 0 |  | 0 | 0 | 0 | 0 | 0 | 0 | 0 | 0 | 0 | [7 empty] | 0 | 0 | 1 | 0 | 0 | 0 |  | #DIV/0! | #DIV/0! | #DIV/0! | #DIV/0! | #DIV/0! | #DIV/0! | #DIV/0! | #DIV/0! | #DIV/0! | #DIV/0! | #DIV/0! | #DIV/0! | #DIV/0! | #DIV/0! | #DIV/0! | #DIV/0! | #DIV/0! | #DIV/0! | #DIV/0! | #DIV/0! | #DIV/0! | #DIV/0! | #DIV/0! | #DIV/0! | #DIV/0! | #DIV/0! | #DIV/0! | #DIV/0! | #DIV/0! | #DIV/0! | #DIV/0! | #DIV/0! | #DIV/0! | #DIV/0! | #DIV/0! | #DIV/0! | #DIV/0! | #DIV/0! | #DIV/0! | #DIV/0! | #DIV/0! | #DIV/0! | #DIV/0! | #DIV/0! | #DIV/0! | #DIV/0! | #DIV/0! | #DIV/0! | #DIV/0! | #DIV/0! | #DIV/0! | #DIV/0! | #DIV/0! | #DIV/0! | #DIV/0! | #DIV/0! | #DIV/0! | #DIV/0! | #DIV/0! | #DIV/0! | #DIV/0! | #DIV/0! | #DIV/0! | #DIV/0! | #DIV/0! | #DIV/0! | #DIV/0! | #DIV/0! | #DIV/0! | #DIV/0! | #DIV/0! | #DIV/0! | #DIV/0! | #DIV/0! | #DIV/0! | #DIV/0! | #DIV/0! | #DIV/0! | #DIV/0! | #DIV/0! | #DIV/0! | #DIV/0! | #DIV/0! | #DIV/0! | #DIV/0! | #DIV/0! | #DIV/0! | #DIV/0! | #DIV/0! | #DIV/0! | #DIV/0! | #DIV/0! | #DIV/0! | #DIV/0! | #DIV/0! | #DIV/0! | #DIV/0! | #DIV/0! | #DIV/0! | #DIV/0! | #DIV/0! | #DIV/0! | #DIV/0! | #DIV/0! | #DIV/0! | #DIV/0! | #DIV/0! | #DIV/0! | #DIV/0! | #DIV/0! | #DIV/0! | #DIV/0! | #DIV/0! | #DIV/0! | #DIV/0! | #DIV/0! | #DIV/0! | #DIV/0! | #DIV/0! | #DIV/0! | #DIV/0! | #DIV/0! | #DIV/0! | #DIV/0! | #DIV/0! | #DIV/0! | #DIV/0! | #DIV/0! | #DIV/0! | #DIV/0! | #DIV/0! | #DIV/0! | #DIV/0! | #DIV/0! | #DIV/0! | #DIV/0! | #DIV/0! | #DIV/0! | #DIV/0! | #DIV/0! | #DIV/0! | #DIV/0! | #DIV/0! | #DIV/0! | #DIV/0! | #DIV/0! | #DIV/0! | #DIV/0! | #DIV/0! | #DIV/0! | #DIV/0! | #DIV/0! | #DIV/0! | #DIV/0! | #DIV/0! | #DIV/0! | #DIV/0! | #DIV/0! | #DIV/0! | #DIV/0! | #DIV/0! | #DIV/0! | #DIV/0! | #DIV/0! | #DIV/0! | #DIV/0! | #DIV/0! | #DIV/0! | #DIV/0! | #DIV/0! | #DIV/0! | #DIV/0! | #DIV/0! | #DIV/0! | #DIV/0! | #DIV/0! | #DIV/0! | #DIV/0! | #DIV/0! | #DIV/0! | #DIV/0! | #DIV/0! | #DIV/0! | #DIV/0! | #DIV/0! | #DIV/0! | #DIV/0! | #DIV/0! | #DIV/0! | #DIV/0! | #DIV/0! | #DIV/0! | #DIV/0! | #DIV/0! | #DIV/0! | #DIV/0! | #DIV/0! | #DIV/0! | #DIV/0! | #DIV/0! | #DIV/0! | #DIV/0! | #DIV/0! | #DIV/0! | #DIV/0! | #DIV/0! | #DIV/0! | #DIV/0! | #DIV/0! | #DIV/0! | #DIV/0! | #DIV/0! | #DIV/0! | #DIV/0! | #DIV/0! | #DIV/0! | #DIV/0! | #DIV/0! | #DIV/0! | #DIV/0! | #DIV/0! | #DIV/0! | #DIV/0! | #DIV/0! | #DIV/0! | #DIV/0! | #DIV/0! | #DIV/0! | #DIV/0! | #DIV/0! | #DIV/0! | #DIV/0! | #DIV/0! | #DIV/0! | #DIV/0! | #DIV/0! | #DIV/0! | #DIV/0! | #DIV/0! | #DIV/0! | #DIV/0! | #DIV/0! | #DIV/0! | #DIV/0! | #DIV/0! | #DIV/0! | #DIV/0! | #DIV/0! | #DIV/0! | #DIV/0! | #DIV/0! | #DIV/0! | #DIV/0! | #DIV/0! | #DIV/0! | #DIV/0! | #DIV/0! | #DIV/0! | #DIV/0! | #DIV/0! | #DIV/0! | #DIV/0! | #DIV/0! | #DIV/0! | #DIV/0! | #DIV/0! | #DIV/0! | #DIV/0! | #DIV/0! | #DIV/0! | #DIV/0! | #DIV/0! | #DIV/0! | #DIV/0! | #DIV/0! | #DIV/0! | #DIV/0! | #DIV/0! | #DIV/0! | #DIV/0! | #DIV/0! | #DIV/0! | #DIV/0! | #DIV/0! | #DIV/0! | #DIV/0! | #DIV/0! | #DIV/0! | #DIV/0! | #DIV/0! | #DIV/0! | #DIV/0! | #DIV/0! | #DIV/0! | #DIV/0! | #DIV/0! | #DIV/0! | #DIV/0! | #DIV/0! | #DIV/0! | #DIV/0! | #DIV/0! | #DIV/0! | #DIV/0! | #DIV/0! | #DIV/0! | #DIV/0! | #DIV/0! | #DIV/0! | #DIV/0! | #DIV/0! | #DIV/0! | #DIV/0! | #DIV/0! | #DIV/0! | #DIV/0! | #DIV/0! | #DIV/0! | #DIV/0! | #DIV/0! | #DIV/0! | #DIV/0! | #DIV/0! | #DIV/0! | #DIV/0! | #DIV/0! | #DIV/0! | #DIV/0! | #DIV/0! | #DIV/0! | #DIV/0! | #DIV/0! | #DIV/0! | #DIV/0! | #DIV/0! | #DIV/0! | #DIV/0! | #DIV/0! | #DIV/0! | #DIV/0! | #DIV/0! | #DIV/0! | #DIV/0! | #DIV/0! | #DIV/0! | #DIV/0! | #DIV/0! | #DIV/0! | #DIV/0! | #DIV/0! | #DIV/0! | #DIV/0! | #DIV/0! | #DIV/0! | #DIV/0! | #DIV/0! | #DIV/0! | #DIV/0! | #DIV/0! | #DIV/0! | 0 | 0 | 0 | 0 | 0 | 0 | 0 | 0 | 0 | 0 | 0 | 0 | 0 | 0 | 0 | 0 | 0 | 0 | 0 | 0 | 0 | 0 | 0 | 0 | 0 | 0 | 0 | 0 | 0 | 0 | 0 | 0 | 0 | 0 | 0 | 0 | 0 | 0 | 0 | 0 | 0 | 0 | 0 | 0 | 0 | 0 | 0 | 0 | 0 | 0 | 0 | 0 | 0 | 0 | 0 | 0 | 0 | 0 | 0 | 0 | 0 | #DIV/0! | #DIV/0! | #DIV/0! | #DIV/0! | #DIV/0! | #DIV/0! | 0 | 0 | #DIV/0! | 0 | 0
45 | [14 empty] | 0 | 0 | 0 | 0 | 0 | 0 | 0 | 0 | 0 | 0 | 0 |  |  |  |  | 0 | 0 | 0 | 0 | 0 | 0 | 0 | 0 | 0 | 0 | 0 | 0 | 0 | 0 | 0 | 0 | 0 | 0 | 0 | 0 | 0 | 0 | 0 | 0 | 0 | 0 | 0 |  | 0 |  | 0 |  | 0 | 0 | 0 | 0 | 0 | 0 | 0 | 0 | 0 | [7 empty] | 0 | 0 | 1 | 0 | 0 | 0 |  | #DIV/0! | #DIV/0! | #DIV/0! | #DIV/0! | #DIV/0! | #DIV/0! | #DIV/0! | #DIV/0! | #DIV/0! | #DIV/0! | #DIV/0! | #DIV/0! | #DIV/0! | #DIV/0! | #DIV/0! | #DIV/0! | #DIV/0! | #DIV/0! | #DIV/0! | #DIV/0! | #DIV/0! | #DIV/0! | #DIV/0! | #DIV/0! | #DIV/0! | #DIV/0! | #DIV/0! | #DIV/0! | #DIV/0! | #DIV/0! | #DIV/0! | #DIV/0! | #DIV/0! | #DIV/0! | #DIV/0! | #DIV/0! | #DIV/0! | #DIV/0! | #DIV/0! | #DIV/0! | #DIV/0! | #DIV/0! | #DIV/0! | #DIV/0! | #DIV/0! | #DIV/0! | #DIV/0! | #DIV/0! | #DIV/0! | #DIV/0! | #DIV/0! | #DIV/0! | #DIV/0! | #DIV/0! | #DIV/0! | #DIV/0! | #DIV/0! | #DIV/0! | #DIV/0! | #DIV/0! | #DIV/0! | #DIV/0! | #DIV/0! | #DIV/0! | #DIV/0! | #DIV/0! | #DIV/0! | #DIV/0! | #DIV/0! | #DIV/0! | #DIV/0! | #DIV/0! | #DIV/0! | #DIV/0! | #DIV/0! | #DIV/0! | #DIV/0! | #DIV/0! | #DIV/0! | #DIV/0! | #DIV/0! | #DIV/0! | #DIV/0! | #DIV/0! | #DIV/0! | #DIV/0! | #DIV/0! | #DIV/0! | #DIV/0! | #DIV/0! | #DIV/0! | #DIV/0! | #DIV/0! | #DIV/0! | #DIV/0! | #DIV/0! | #DIV/0! | #DIV/0! | #DIV/0! | #DIV/0! | #DIV/0! | #DIV/0! | #DIV/0! | #DIV/0! | #DIV/0! | #DIV/0! | #DIV/0! | #DIV/0! | #DIV/0! | #DIV/0! | #DIV/0! | #DIV/0! | #DIV/0! | #DIV/0! | #DIV/0! | #DIV/0! | #DIV/0! | #DIV/0! | #DIV/0! | #DIV/0! | #DIV/0! | #DIV/0! | #DIV/0! | #DIV/0! | #DIV/0! | #DIV/0! | #DIV/0! | #DIV/0! | #DIV/0! | #DIV/0! | #DIV/0! | #DIV/0! | #DIV/0! | #DIV/0! | #DIV/0! | #DIV/0! | #DIV/0! | #DIV/0! | #DIV/0! | #DIV/0! | #DIV/0! | #DIV/0! | #DIV/0! | #DIV/0! | #DIV/0! | #DIV/0! | #DIV/0! | #DIV/0! | #DIV/0! | #DIV/0! | #DIV/0! | #DIV/0! | #DIV/0! | #DIV/0! | #DIV/0! | #DIV/0! | #DIV/0! | #DIV/0! | #DIV/0! | #DIV/0! | #DIV/0! | #DIV/0! | #DIV/0! | #DIV/0! | #DIV/0! | #DIV/0! | #DIV/0! | #DIV/0! | #DIV/0! | #DIV/0! | #DIV/0! | #DIV/0! | #DIV/0! | #DIV/0! | #DIV/0! | #DIV/0! | #DIV/0! | #DIV/0! | #DIV/0! | #DIV/0! | #DIV/0! | #DIV/0! | #DIV/0! | #DIV/0! | #DIV/0! | #DIV/0! | #DIV/0! | #DIV/0! | #DIV/0! | #DIV/0! | #DIV/0! | #DIV/0! | #DIV/0! | #DIV/0! | #DIV/0! | #DIV/0! | #DIV/0! | #DIV/0! | #DIV/0! | #DIV/0! | #DIV/0! | #DIV/0! | #DIV/0! | #DIV/0! | #DIV/0! | #DIV/0! | #DIV/0! | #DIV/0! | #DIV/0! | #DIV/0! | #DIV/0! | #DIV/0! | #DIV/0! | #DIV/0! | #DIV/0! | #DIV/0! | #DIV/0! | #DIV/0! | #DIV/0! | #DIV/0! | #DIV/0! | #DIV/0! | #DIV/0! | #DIV/0! | #DIV/0! | #DIV/0! | #DIV/0! | #DIV/0! | #DIV/0! | #DIV/0! | #DIV/0! | #DIV/0! | #DIV/0! | #DIV/0! | #DIV/0! | #DIV/0! | #DIV/0! | #DIV/0! | #DIV/0! | #DIV/0! | #DIV/0! | #DIV/0! | #DIV/0! | #DIV/0! | #DIV/0! | #DIV/0! | #DIV/0! | #DIV/0! | #DIV/0! | #DIV/0! | #DIV/0! | #DIV/0! | #DIV/0! | #DIV/0! | #DIV/0! | #DIV/0! | #DIV/0! | #DIV/0! | #DIV/0! | #DIV/0! | #DIV/0! | #DIV/0! | #DIV/0! | #DIV/0! | #DIV/0! | #DIV/0! | #DIV/0! | #DIV/0! | #DIV/0! | #DIV/0! | #DIV/0! | #DIV/0! | #DIV/0! | #DIV/0! | #DIV/0! | #DIV/0! | #DIV/0! | #DIV/0! | #DIV/0! | #DIV/0! | #DIV/0! | #DIV/0! | #DIV/0! | #DIV/0! | #DIV/0! | #DIV/0! | #DIV/0! | #DIV/0! | #DIV/0! | #DIV/0! | #DIV/0! | #DIV/0! | #DIV/0! | #DIV/0! | #DIV/0! | #DIV/0! | #DIV/0! | #DIV/0! | #DIV/0! | #DIV/0! | #DIV/0! | #DIV/0! | #DIV/0! | #DIV/0! | #DIV/0! | #DIV/0! | #DIV/0! | #DIV/0! | #DIV/0! | #DIV/0! | #DIV/0! | #DIV/0! | #DIV/0! | #DIV/0! | #DIV/0! | #DIV/0! | #DIV/0! | #DIV/0! | #DIV/0! | #DIV/0! | #DIV/0! | #DIV/0! | #DIV/0! | #DIV/0! | #DIV/0! | #DIV/0! | #DIV/0! | #DIV/0! | #DIV/0! | #DIV/0! | #DIV/0! | #DIV/0! | #DIV/0! | #DIV/0! | #DIV/0! | #DIV/0! | #DIV/0! | #DIV/0! | #DIV/0! | #DIV/0! | #DIV/0! | #DIV/0! | #DIV/0! | #DIV/0! | #DIV/0! | #DIV/0! | #DIV/0! | #DIV/0! | #DIV/0! | #DIV/0! | #DIV/0! | #DIV/0! | #DIV/0! | #DIV/0! | #DIV/0! | #DIV/0! | #DIV/0! | #DIV/0! | #DIV/0! | #DIV/0! | 0 | 0 | 0 | 0 | 0 | 0 | 0 | 0 | 0 | 0 | 0 | 0 | 0 | 0 | 0 | 0 | 0 | 0 | 0 | 0 | 0 | 0 | 0 | 0 | 0 | 0 | 0 | 0 | 0 | 0 | 0 | 0 | 0 | 0 | 0 | 0 | 0 | 0 | 0 | 0 | 0 | 0 | 0 | 0 | 0 | 0 | 0 | 0 | 0 | 0 | 0 | 0 | 0 | 0 | 0 | 0 | 0 | 0 | 0 | 0 | 0 | #DIV/0! | #DIV/0! | #DIV/0! | #DIV/0! | #DIV/0! | #DIV/0! | 0 | 0 | #DIV/0! | 0 | 0
46 | [14 empty] | 0 | 0 | 0 | 0 | 0 | 0 | 0 | 0 | 0 | 0 | 0 |  |  |  |  | 0 | 0 | 0 | 0 | 0 | 0 | 0 | 0 | 0 | 0 | 0 | 0 | 0 | 0 | 0 | 0 | 0 | 0 | 0 | 0 | 0 | 0 | 0 | 0 | 0 | 0 | 0 |  | 0 |  | 0 |  | 0 | 0 | 0 | 0 | 0 | 0 | 0 | 0 | 0 | [7 empty] | 0 | 0 | 1 | 0 | 0 | 0 |  | #DIV/0! | #DIV/0! | #DIV/0! | #DIV/0! | #DIV/0! | #DIV/0! | #DIV/0! | #DIV/0! | #DIV/0! | #DIV/0! | #DIV/0! | #DIV/0! | #DIV/0! | #DIV/0! | #DIV/0! | #DIV/0! | #DIV/0! | #DIV/0! | #DIV/0! | #DIV/0! | #DIV/0! | #DIV/0! | #DIV/0! | #DIV/0! | #DIV/0! | #DIV/0! | #DIV/0! | #DIV/0! | #DIV/0! | #DIV/0! | #DIV/0! | #DIV/0! | #DIV/0! | #DIV/0! | #DIV/0! | #DIV/0! | #DIV/0! | #DIV/0! | #DIV/0! | #DIV/0! | #DIV/0! | #DIV/0! | #DIV/0! | #DIV/0! | #DIV/0! | #DIV/0! | #DIV/0! | #DIV/0! | #DIV/0! | #DIV/0! | #DIV/0! | #DIV/0! | #DIV/0! | #DIV/0! | #DIV/0! | #DIV/0! | #DIV/0! | #DIV/0! | #DIV/0! | #DIV/0! | #DIV/0! | #DIV/0! | #DIV/0! | #DIV/0! | #DIV/0! | #DIV/0! | #DIV/0! | #DIV/0! | #DIV/0! | #DIV/0! | #DIV/0! | #DIV/0! | #DIV/0! | #DIV/0! | #DIV/0! | #DIV/0! | #DIV/0! | #DIV/0! | #DIV/0! | #DIV/0! | #DIV/0! | #DIV/0! | #DIV/0! | #DIV/0! | #DIV/0! | #DIV/0! | #DIV/0! | #DIV/0! | #DIV/0! | #DIV/0! | #DIV/0! | #DIV/0! | #DIV/0! | #DIV/0! | #DIV/0! | #DIV/0! | #DIV/0! | #DIV/0! | #DIV/0! | #DIV/0! | #DIV/0! | #DIV/0! | #DIV/0! | #DIV/0! | #DIV/0! | #DIV/0! | #DIV/0! | #DIV/0! | #DIV/0! | #DIV/0! | #DIV/0! | #DIV/0! | #DIV/0! | #DIV/0! | #DIV/0! | #DIV/0! | #DIV/0! | #DIV/0! | #DIV/0! | #DIV/0! | #DIV/0! | #DIV/0! | #DIV/0! | #DIV/0! | #DIV/0! | #DIV/0! | #DIV/0! | #DIV/0! | #DIV/0! | #DIV/0! | #DIV/0! | #DIV/0! | #DIV/0! | #DIV/0! | #DIV/0! | #DIV/0! | #DIV/0! | #DIV/0! | #DIV/0! | #DIV/0! | #DIV/0! | #DIV/0! | #DIV/0! | #DIV/0! | #DIV/0! | #DIV/0! | #DIV/0! | #DIV/0! | #DIV/0! | #DIV/0! | #DIV/0! | #DIV/0! | #DIV/0! | #DIV/0! | #DIV/0! | #DIV/0! | #DIV/0! | #DIV/0! | #DIV/0! | #DIV/0! | #DIV/0! | #DIV/0! | #DIV/0! | #DIV/0! | #DIV/0! | #DIV/0! | #DIV/0! | #DIV/0! | #DIV/0! | #DIV/0! | #DIV/0! | #DIV/0! | #DIV/0! | #DIV/0! | #DIV/0! | #DIV/0! | #DIV/0! | #DIV/0! | #DIV/0! | #DIV/0! | #DIV/0! | #DIV/0! | #DIV/0! | #DIV/0! | #DIV/0! | #DIV/0! | #DIV/0! | #DIV/0! | #DIV/0! | #DIV/0! | #DIV/0! | #DIV/0! | #DIV/0! | #DIV/0! | #DIV/0! | #DIV/0! | #DIV/0! | #DIV/0! | #DIV/0! | #DIV/0! | #DIV/0! | #DIV/0! | #DIV/0! | #DIV/0! | #DIV/0! | #DIV/0! | #DIV/0! | #DIV/0! | #DIV/0! | #DIV/0! | #DIV/0! | #DIV/0! | #DIV/0! | #DIV/0! | #DIV/0! | #DIV/0! | #DIV/0! | #DIV/0! | #DIV/0! | #DIV/0! | #DIV/0! | #DIV/0! | #DIV/0! | #DIV/0! | #DIV/0! | #DIV/0! | #DIV/0! | #DIV/0! | #DIV/0! | #DIV/0! | #DIV/0! | #DIV/0! | #DIV/0! | #DIV/0! | #DIV/0! | #DIV/0! | #DIV/0! | #DIV/0! | #DIV/0! | #DIV/0! | #DIV/0! | #DIV/0! | #DIV/0! | #DIV/0! | #DIV/0! | #DIV/0! | #DIV/0! | #DIV/0! | #DIV/0! | #DIV/0! | #DIV/0! | #DIV/0! | #DIV/0! | #DIV/0! | #DIV/0! | #DIV/0! | #DIV/0! | #DIV/0! | #DIV/0! | #DIV/0! | #DIV/0! | #DIV/0! | #DIV/0! | #DIV/0! | #DIV/0! | #DIV/0! | #DIV/0! | #DIV/0! | #DIV/0! | #DIV/0! | #DIV/0! | #DIV/0! | #DIV/0! | #DIV/0! | #DIV/0! | #DIV/0! | #DIV/0! | #DIV/0! | #DIV/0! | #DIV/0! | #DIV/0! | #DIV/0! | #DIV/0! | #DIV/0! | #DIV/0! | #DIV/0! | #DIV/0! | #DIV/0! | #DIV/0! | #DIV/0! | #DIV/0! | #DIV/0! | #DIV/0! | #DIV/0! | #DIV/0! | #DIV/0! | #DIV/0! | #DIV/0! | #DIV/0! | #DIV/0! | #DIV/0! | #DIV/0! | #DIV/0! | #DIV/0! | #DIV/0! | #DIV/0! | #DIV/0! | #DIV/0! | #DIV/0! | #DIV/0! | #DIV/0! | #DIV/0! | #DIV/0! | #DIV/0! | #DIV/0! | #DIV/0! | #DIV/0! | #DIV/0! | #DIV/0! | #DIV/0! | #DIV/0! | #DIV/0! | #DIV/0! | #DIV/0! | #DIV/0! | #DIV/0! | #DIV/0! | #DIV/0! | #DIV/0! | #DIV/0! | #DIV/0! | #DIV/0! | #DIV/0! | #DIV/0! | #DIV/0! | #DIV/0! | #DIV/0! | #DIV/0! | #DIV/0! | #DIV/0! | #DIV/0! | #DIV/0! | #DIV/0! | #DIV/0! | #DIV/0! | #DIV/0! | #DIV/0! | #DIV/0! | #DIV/0! | #DIV/0! | #DIV/0! | #DIV/0! | #DIV/0! | #DIV/0! | #DIV/0! | #DIV/0! | #DIV/0! | #DIV/0! | #DIV/0! | #DIV/0! | 0 | 0 | 0 | 0 | 0 | 0 | 0 | 0 | 0 | 0 | 0 | 0 | 0 | 0 | 0 | 0 | 0 | 0 | 0 | 0 | 0 | 0 | 0 | 0 | 0 | 0 | 0 | 0 | 0 | 0 | 0 | 0 | 0 | 0 | 0 | 0 | 0 | 0 | 0 | 0 | 0 | 0 | 0 | 0 | 0 | 0 | 0 | 0 | 0 | 0 | 0 | 0 | 0 | 0 | 0 | 0 | 0 | 0 | 0 | 0 | 0 | #DIV/0! | #DIV/0! | #DIV/0! | #DIV/0! | #DIV/0! | #DIV/0! | 0 | 0 | #DIV/0! | 0 | 0
47 | [14 empty] | 0 | 0 | 0 | 0 | 0 | 0 | 0 | 0 | 0 | 0 | 0 |  |  |  |  | 0 | 0 | 0 | 0 | 0 | 0 | 0 | 0 | 0 | 0 | 0 | 0 | 0 | 0 | 0 | 0 | 0 | 0 | 0 | 0 | 0 | 0 | 0 | 0 | 0 | 0 | 0 |  | 0 |  | 0 |  | 0 | 0 | 0 | 0 | 0 | 0 | 0 | 0 | 0 | [7 empty] | 0 | 0 | 1 | 0 | 0 | 0 |  | #DIV/0! | #DIV/0! | #DIV/0! | #DIV/0! | #DIV/0! | #DIV/0! | #DIV/0! | #DIV/0! | #DIV/0! | #DIV/0! | #DIV/0! | #DIV/0! | #DIV/0! | #DIV/0! | #DIV/0! | #DIV/0! | #DIV/0! | #DIV/0! | #DIV/0! | #DIV/0! | #DIV/0! | #DIV/0! | #DIV/0! | #DIV/0! | #DIV/0! | #DIV/0! | #DIV/0! | #DIV/0! | #DIV/0! | #DIV/0! | #DIV/0! | #DIV/0! | #DIV/0! | #DIV/0! | #DIV/0! | #DIV/0! | #DIV/0! | #DIV/0! | #DIV/0! | #DIV/0! | #DIV/0! | #DIV/0! | #DIV/0! | #DIV/0! | #DIV/0! | #DIV/0! | #DIV/0! | #DIV/0! | #DIV/0! | #DIV/0! | #DIV/0! | #DIV/0! | #DIV/0! | #DIV/0! | #DIV/0! | #DIV/0! | #DIV/0! | #DIV/0! | #DIV/0! | #DIV/0! | #DIV/0! | #DIV/0! | #DIV/0! | #DIV/0! | #DIV/0! | #DIV/0! | #DIV/0! | #DIV/0! | #DIV/0! | #DIV/0! | #DIV/0! | #DIV/0! | #DIV/0! | #DIV/0! | #DIV/0! | #DIV/0! | #DIV/0! | #DIV/0! | #DIV/0! | #DIV/0! | #DIV/0! | #DIV/0! | #DIV/0! | #DIV/0! | #DIV/0! | #DIV/0! | #DIV/0! | #DIV/0! | #DIV/0! | #DIV/0! | #DIV/0! | #DIV/0! | #DIV/0! | #DIV/0! | #DIV/0! | #DIV/0! | #DIV/0! | #DIV/0! | #DIV/0! | #DIV/0! | #DIV/0! | #DIV/0! | #DIV/0! | #DIV/0! | #DIV/0! | #DIV/0! | #DIV/0! | #DIV/0! | #DIV/0! | #DIV/0! | #DIV/0! | #DIV/0! | #DIV/0! | #DIV/0! | #DIV/0! | #DIV/0! | #DIV/0! | #DIV/0! | #DIV/0! | #DIV/0! | #DIV/0! | #DIV/0! | #DIV/0! | #DIV/0! | #DIV/0! | #DIV/0! | #DIV/0! | #DIV/0! | #DIV/0! | #DIV/0! | #DIV/0! | #DIV/0! | #DIV/0! | #DIV/0! | #DIV/0! | #DIV/0! | #DIV/0! | #DIV/0! | #DIV/0! | #DIV/0! | #DIV/0! | #DIV/0! | #DIV/0! | #DIV/0! | #DIV/0! | #DIV/0! | #DIV/0! | #DIV/0! | #DIV/0! | #DIV/0! | #DIV/0! | #DIV/0! | #DIV/0! | #DIV/0! | #DIV/0! | #DIV/0! | #DIV/0! | #DIV/0! | #DIV/0! | #DIV/0! | #DIV/0! | #DIV/0! | #DIV/0! | #DIV/0! | #DIV/0! | #DIV/0! | #DIV/0! | #DIV/0! | #DIV/0! | #DIV/0! | #DIV/0! | #DIV/0! | #DIV/0! | #DIV/0! | #DIV/0! | #DIV/0! | #DIV/0! | #DIV/0! | #DIV/0! | #DIV/0! | #DIV/0! | #DIV/0! | #DIV/0! | #DIV/0! | #DIV/0! | #DIV/0! | #DIV/0! | #DIV/0! | #DIV/0! | #DIV/0! | #DIV/0! | #DIV/0! | #DIV/0! | #DIV/0! | #DIV/0! | #DIV/0! | #DIV/0! | #DIV/0! | #DIV/0! | #DIV/0! | #DIV/0! | #DIV/0! | #DIV/0! | #DIV/0! | #DIV/0! | #DIV/0! | #DIV/0! | #DIV/0! | #DIV/0! | #DIV/0! | #DIV/0! | #DIV/0! | #DIV/0! | #DIV/0! | #DIV/0! | #DIV/0! | #DIV/0! | #DIV/0! | #DIV/0! | #DIV/0! | #DIV/0! | #DIV/0! | #DIV/0! | #DIV/0! | #DIV/0! | #DIV/0! | #DIV/0! | #DIV/0! | #DIV/0! | #DIV/0! | #DIV/0! | #DIV/0! | #DIV/0! | #DIV/0! | #DIV/0! | #DIV/0! | #DIV/0! | #DIV/0! | #DIV/0! | #DIV/0! | #DIV/0! | #DIV/0! | #DIV/0! | #DIV/0! | #DIV/0! | #DIV/0! | #DIV/0! | #DIV/0! | #DIV/0! | #DIV/0! | #DIV/0! | #DIV/0! | #DIV/0! | #DIV/0! | #DIV/0! | #DIV/0! | #DIV/0! | #DIV/0! | #DIV/0! | #DIV/0! | #DIV/0! | #DIV/0! | #DIV/0! | #DIV/0! | #DIV/0! | #DIV/0! | #DIV/0! | #DIV/0! | #DIV/0! | #DIV/0! | #DIV/0! | #DIV/0! | #DIV/0! | #DIV/0! | #DIV/0! | #DIV/0! | #DIV/0! | #DIV/0! | #DIV/0! | #DIV/0! | #DIV/0! | #DIV/0! | #DIV/0! | #DIV/0! | #DIV/0! | #DIV/0! | #DIV/0! | #DIV/0! | #DIV/0! | #DIV/0! | #DIV/0! | #DIV/0! | #DIV/0! | #DIV/0! | #DIV/0! | #DIV/0! | #DIV/0! | #DIV/0! | #DIV/0! | #DIV/0! | #DIV/0! | #DIV/0! | #DIV/0! | #DIV/0! | #DIV/0! | #DIV/0! | #DIV/0! | #DIV/0! | #DIV/0! | #DIV/0! | #DIV/0! | #DIV/0! | #DIV/0! | #DIV/0! | #DIV/0! | #DIV/0! | #DIV/0! | #DIV/0! | #DIV/0! | #DIV/0! | #DIV/0! | #DIV/0! | #DIV/0! | #DIV/0! | #DIV/0! | #DIV/0! | #DIV/0! | #DIV/0! | #DIV/0! | #DIV/0! | #DIV/0! | #DIV/0! | #DIV/0! | #DIV/0! | #DIV/0! | #DIV/0! | #DIV/0! | #DIV/0! | #DIV/0! | #DIV/0! | #DIV/0! | #DIV/0! | #DIV/0! | #DIV/0! | #DIV/0! | #DIV/0! | #DIV/0! | #DIV/0! | #DIV/0! | #DIV/0! | #DIV/0! | #DIV/0! | #DIV/0! | #DIV/0! | #DIV/0! | #DIV/0! | #DIV/0! | #DIV/0! | #DIV/0! | #DIV/0! | 0 | 0 | 0 | 0 | 0 | 0 | 0 | 0 | 0 | 0 | 0 | 0 | 0 | 0 | 0 | 0 | 0 | 0 | 0 | 0 | 0 | 0 | 0 | 0 | 0 | 0 | 0 | 0 | 0 | 0 | 0 | 0 | 0 | 0 | 0 | 0 | 0 | 0 | 0 | 0 | 0 | 0 | 0 | 0 | 0 | 0 | 0 | 0 | 0 | 0 | 0 | 0 | 0 | 0 | 0 | 0 | 0 | 0 | 0 | 0 | 0 | #DIV/0! | #DIV/0! | #DIV/0! | #DIV/0! | #DIV/0! | #DIV/0! | 0 | 0 | #DIV/0! | 0 | 0
48 | [14 empty] | 0 | 0 | 0 | 0 | 0 | 0 | 0 | 0 | 0 | 0 | 0 |  |  |  |  | 0 | 0 | 0 | 0 | 0 | 0 | 0 | 0 | 0 | 0 | 0 | 0 | 0 | 0 | 0 | 0 | 0 | 0 | 0 | 0 | 0 | 0 | 0 | 0 | 0 | 0 | 0 |  | 0 |  | 0 |  | 0 | 0 | 0 | 0 | 0 | 0 | 0 | 0 | 0 | [7 empty] | 0 | 0 | 1 | 0 | 0 | 0 |  | #DIV/0! | #DIV/0! | #DIV/0! | #DIV/0! | #DIV/0! | #DIV/0! | #DIV/0! | #DIV/0! | #DIV/0! | #DIV/0! | #DIV/0! | #DIV/0! | #DIV/0! | #DIV/0! | #DIV/0! | #DIV/0! | #DIV/0! | #DIV/0! | #DIV/0! | #DIV/0! | #DIV/0! | #DIV/0! | #DIV/0! | #DIV/0! | #DIV/0! | #DIV/0! | #DIV/0! | #DIV/0! | #DIV/0! | #DIV/0! | #DIV/0! | #DIV/0! | #DIV/0! | #DIV/0! | #DIV/0! | #DIV/0! | #DIV/0! | #DIV/0! | #DIV/0! | #DIV/0! | #DIV/0! | #DIV/0! | #DIV/0! | #DIV/0! | #DIV/0! | #DIV/0! | #DIV/0! | #DIV/0! | #DIV/0! | #DIV/0! | #DIV/0! | #DIV/0! | #DIV/0! | #DIV/0! | #DIV/0! | #DIV/0! | #DIV/0! | #DIV/0! | #DIV/0! | #DIV/0! | #DIV/0! | #DIV/0! | #DIV/0! | #DIV/0! | #DIV/0! | #DIV/0! | #DIV/0! | #DIV/0! | #DIV/0! | #DIV/0! | #DIV/0! | #DIV/0! | #DIV/0! | #DIV/0! | #DIV/0! | #DIV/0! | #DIV/0! | #DIV/0! | #DIV/0! | #DIV/0! | #DIV/0! | #DIV/0! | #DIV/0! | #DIV/0! | #DIV/0! | #DIV/0! | #DIV/0! | #DIV/0! | #DIV/0! | #DIV/0! | #DIV/0! | #DIV/0! | #DIV/0! | #DIV/0! | #DIV/0! | #DIV/0! | #DIV/0! | #DIV/0! | #DIV/0! | #DIV/0! | #DIV/0! | #DIV/0! | #DIV/0! | #DIV/0! | #DIV/0! | #DIV/0! | #DIV/0! | #DIV/0! | #DIV/0! | #DIV/0! | #DIV/0! | #DIV/0! | #DIV/0! | #DIV/0! | #DIV/0! | #DIV/0! | #DIV/0! | #DIV/0! | #DIV/0! | #DIV/0! | #DIV/0! | #DIV/0! | #DIV/0! | #DIV/0! | #DIV/0! | #DIV/0! | #DIV/0! | #DIV/0! | #DIV/0! | #DIV/0! | #DIV/0! | #DIV/0! | #DIV/0! | #DIV/0! | #DIV/0! | #DIV/0! | #DIV/0! | #DIV/0! | #DIV/0! | #DIV/0! | #DIV/0! | #DIV/0! | #DIV/0! | #DIV/0! | #DIV/0! | #DIV/0! | #DIV/0! | #DIV/0! | #DIV/0! | #DIV/0! | #DIV/0! | #DIV/0! | #DIV/0! | #DIV/0! | #DIV/0! | #DIV/0! | #DIV/0! | #DIV/0! | #DIV/0! | #DIV/0! | #DIV/0! | #DIV/0! | #DIV/0! | #DIV/0! | #DIV/0! | #DIV/0! | #DIV/0! | #DIV/0! | #DIV/0! | #DIV/0! | #DIV/0! | #DIV/0! | #DIV/0! | #DIV/0! | #DIV/0! | #DIV/0! | #DIV/0! | #DIV/0! | #DIV/0! | #DIV/0! | #DIV/0! | #DIV/0! | #DIV/0! | #DIV/0! | #DIV/0! | #DIV/0! | #DIV/0! | #DIV/0! | #DIV/0! | #DIV/0! | #DIV/0! | #DIV/0! | #DIV/0! | #DIV/0! | #DIV/0! | #DIV/0! | #DIV/0! | #DIV/0! | #DIV/0! | #DIV/0! | #DIV/0! | #DIV/0! | #DIV/0! | #DIV/0! | #DIV/0! | #DIV/0! | #DIV/0! | #DIV/0! | #DIV/0! | #DIV/0! | #DIV/0! | #DIV/0! | #DIV/0! | #DIV/0! | #DIV/0! | #DIV/0! | #DIV/0! | #DIV/0! | #DIV/0! | #DIV/0! | #DIV/0! | #DIV/0! | #DIV/0! | #DIV/0! | #DIV/0! | #DIV/0! | #DIV/0! | #DIV/0! | #DIV/0! | #DIV/0! | #DIV/0! | #DIV/0! | #DIV/0! | #DIV/0! | #DIV/0! | #DIV/0! | #DIV/0! | #DIV/0! | #DIV/0! | #DIV/0! | #DIV/0! | #DIV/0! | #DIV/0! | #DIV/0! | #DIV/0! | #DIV/0! | #DIV/0! | #DIV/0! | #DIV/0! | #DIV/0! | #DIV/0! | #DIV/0! | #DIV/0! | #DIV/0! | #DIV/0! | #DIV/0! | #DIV/0! | #DIV/0! | #DIV/0! | #DIV/0! | #DIV/0! | #DIV/0! | #DIV/0! | #DIV/0! | #DIV/0! | #DIV/0! | #DIV/0! | #DIV/0! | #DIV/0! | #DIV/0! | #DIV/0! | #DIV/0! | #DIV/0! | #DIV/0! | #DIV/0! | #DIV/0! | #DIV/0! | #DIV/0! | #DIV/0! | #DIV/0! | #DIV/0! | #DIV/0! | #DIV/0! | #DIV/0! | #DIV/0! | #DIV/0! | #DIV/0! | #DIV/0! | #DIV/0! | #DIV/0! | #DIV/0! | #DIV/0! | #DIV/0! | #DIV/0! | #DIV/0! | #DIV/0! | #DIV/0! | #DIV/0! | #DIV/0! | #DIV/0! | #DIV/0! | #DIV/0! | #DIV/0! | #DIV/0! | #DIV/0! | #DIV/0! | #DIV/0! | #DIV/0! | #DIV/0! | #DIV/0! | #DIV/0! | #DIV/0! | #DIV/0! | #DIV/0! | #DIV/0! | #DIV/0! | #DIV/0! | #DIV/0! | #DIV/0! | #DIV/0! | #DIV/0! | #DIV/0! | #DIV/0! | #DIV/0! | #DIV/0! | #DIV/0! | #DIV/0! | #DIV/0! | #DIV/0! | #DIV/0! | #DIV/0! | #DIV/0! | #DIV/0! | #DIV/0! | #DIV/0! | #DIV/0! | #DIV/0! | #DIV/0! | #DIV/0! | #DIV/0! | #DIV/0! | #DIV/0! | #DIV/0! | #DIV/0! | #DIV/0! | #DIV/0! | #DIV/0! | #DIV/0! | #DIV/0! | #DIV/0! | #DIV/0! | #DIV/0! | #DIV/0! | #DIV/0! | #DIV/0! | #DIV/0! | #DIV/0! | #DIV/0! | #DIV/0! | #DIV/0! | 0 | 0 | 0 | 0 | 0 | 0 | 0 | 0 | 0 | 0 | 0 | 0 | 0 | 0 | 0 | 0 | 0 | 0 | 0 | 0 | 0 | 0 | 0 | 0 | 0 | 0 | 0 | 0 | 0 | 0 | 0 | 0 | 0 | 0 | 0 | 0 | 0 | 0 | 0 | 0 | 0 | 0 | 0 | 0 | 0 | 0 | 0 | 0 | 0 | 0 | 0 | 0 | 0 | 0 | 0 | 0 | 0 | 0 | 0 | 0 | 0 | #DIV/0! | #DIV/0! | #DIV/0! | #DIV/0! | #DIV/0! | #DIV/0! | 0 | 0 | #DIV/0! | 0 | 0
49 | [14 empty] | 0 | 0 | 0 | 0 | 0 | 0 | 0 | 0 | 0 | 0 | 0 |  |  |  |  | 0 | 0 | 0 | 0 | 0 | 0 | 0 | 0 | 0 | 0 | 0 | 0 | 0 | 0 | 0 | 0 | 0 | 0 | 0 | 0 | 0 | 0 | 0 | 0 | 0 | 0 | 0 |  | 0 |  | 0 |  | 0 | 0 | 0 | 0 | 0 | 0 | 0 | 0 | 0 | [7 empty] | 0 | 0 | 1 | 0 | 0 | 0 |  | #DIV/0! | #DIV/0! | #DIV/0! | #DIV/0! | #DIV/0! | #DIV/0! | #DIV/0! | #DIV/0! | #DIV/0! | #DIV/0! | #DIV/0! | #DIV/0! | #DIV/0! | #DIV/0! | #DIV/0! | #DIV/0! | #DIV/0! | #DIV/0! | #DIV/0! | #DIV/0! | #DIV/0! | #DIV/0! | #DIV/0! | #DIV/0! | #DIV/0! | #DIV/0! | #DIV/0! | #DIV/0! | #DIV/0! | #DIV/0! | #DIV/0! | #DIV/0! | #DIV/0! | #DIV/0! | #DIV/0! | #DIV/0! | #DIV/0! | #DIV/0! | #DIV/0! | #DIV/0! | #DIV/0! | #DIV/0! | #DIV/0! | #DIV/0! | #DIV/0! | #DIV/0! | #DIV/0! | #DIV/0! | #DIV/0! | #DIV/0! | #DIV/0! | #DIV/0! | #DIV/0! | #DIV/0! | #DIV/0! | #DIV/0! | #DIV/0! | #DIV/0! | #DIV/0! | #DIV/0! | #DIV/0! | #DIV/0! | #DIV/0! | #DIV/0! | #DIV/0! | #DIV/0! | #DIV/0! | #DIV/0! | #DIV/0! | #DIV/0! | #DIV/0! | #DIV/0! | #DIV/0! | #DIV/0! | #DIV/0! | #DIV/0! | #DIV/0! | #DIV/0! | #DIV/0! | #DIV/0! | #DIV/0! | #DIV/0! | #DIV/0! | #DIV/0! | #DIV/0! | #DIV/0! | #DIV/0! | #DIV/0! | #DIV/0! | #DIV/0! | #DIV/0! | #DIV/0! | #DIV/0! | #DIV/0! | #DIV/0! | #DIV/0! | #DIV/0! | #DIV/0! | #DIV/0! | #DIV/0! | #DIV/0! | #DIV/0! | #DIV/0! | #DIV/0! | #DIV/0! | #DIV/0! | #DIV/0! | #DIV/0! | #DIV/0! | #DIV/0! | #DIV/0! | #DIV/0! | #DIV/0! | #DIV/0! | #DIV/0! | #DIV/0! | #DIV/0! | #DIV/0! | #DIV/0! | #DIV/0! | #DIV/0! | #DIV/0! | #DIV/0! | #DIV/0! | #DIV/0! | #DIV/0! | #DIV/0! | #DIV/0! | #DIV/0! | #DIV/0! | #DIV/0! | #DIV/0! | #DIV/0! | #DIV/0! | #DIV/0! | #DIV/0! | #DIV/0! | #DIV/0! | #DIV/0! | #DIV/0! | #DIV/0! | #DIV/0! | #DIV/0! | #DIV/0! | #DIV/0! | #DIV/0! | #DIV/0! | #DIV/0! | #DIV/0! | #DIV/0! | #DIV/0! | #DIV/0! | #DIV/0! | #DIV/0! | #DIV/0! | #DIV/0! | #DIV/0! | #DIV/0! | #DIV/0! | #DIV/0! | #DIV/0! | #DIV/0! | #DIV/0! | #DIV/0! | #DIV/0! | #DIV/0! | #DIV/0! | #DIV/0! | #DIV/0! | #DIV/0! | #DIV/0! | #DIV/0! | #DIV/0! | #DIV/0! | #DIV/0! | #DIV/0! | #DIV/0! | #DIV/0! | #DIV/0! | #DIV/0! | #DIV/0! | #DIV/0! | #DIV/0! | #DIV/0! | #DIV/0! | #DIV/0! | #DIV/0! | #DIV/0! | #DIV/0! | #DIV/0! | #DIV/0! | #DIV/0! | #DIV/0! | #DIV/0! | #DIV/0! | #DIV/0! | #DIV/0! | #DIV/0! | #DIV/0! | #DIV/0! | #DIV/0! | #DIV/0! | #DIV/0! | #DIV/0! | #DIV/0! | #DIV/0! | #DIV/0! | #DIV/0! | #DIV/0! | #DIV/0! | #DIV/0! | #DIV/0! | #DIV/0! | #DIV/0! | #DIV/0! | #DIV/0! | #DIV/0! | #DIV/0! | #DIV/0! | #DIV/0! | #DIV/0! | #DIV/0! | #DIV/0! | #DIV/0! | #DIV/0! | #DIV/0! | #DIV/0! | #DIV/0! | #DIV/0! | #DIV/0! | #DIV/0! | #DIV/0! | #DIV/0! | #DIV/0! | #DIV/0! | #DIV/0! | #DIV/0! | #DIV/0! | #DIV/0! | #DIV/0! | #DIV/0! | #DIV/0! | #DIV/0! | #DIV/0! | #DIV/0! | #DIV/0! | #DIV/0! | #DIV/0! | #DIV/0! | #DIV/0! | #DIV/0! | #DIV/0! | #DIV/0! | #DIV/0! | #DIV/0! | #DIV/0! | #DIV/0! | #DIV/0! | #DIV/0! | #DIV/0! | #DIV/0! | #DIV/0! | #DIV/0! | #DIV/0! | #DIV/0! | #DIV/0! | #DIV/0! | #DIV/0! | #DIV/0! | #DIV/0! | #DIV/0! | #DIV/0! | #DIV/0! | #DIV/0! | #DIV/0! | #DIV/0! | #DIV/0! | #DIV/0! | #DIV/0! | #DIV/0! | #DIV/0! | #DIV/0! | #DIV/0! | #DIV/0! | #DIV/0! | #DIV/0! | #DIV/0! | #DIV/0! | #DIV/0! | #DIV/0! | #DIV/0! | #DIV/0! | #DIV/0! | #DIV/0! | #DIV/0! | #DIV/0! | #DIV/0! | #DIV/0! | #DIV/0! | #DIV/0! | #DIV/0! | #DIV/0! | #DIV/0! | #DIV/0! | #DIV/0! | #DIV/0! | #DIV/0! | #DIV/0! | #DIV/0! | #DIV/0! | #DIV/0! | #DIV/0! | #DIV/0! | #DIV/0! | #DIV/0! | #DIV/0! | #DIV/0! | #DIV/0! | #DIV/0! | #DIV/0! | #DIV/0! | #DIV/0! | #DIV/0! | #DIV/0! | #DIV/0! | #DIV/0! | #DIV/0! | #DIV/0! | #DIV/0! | #DIV/0! | #DIV/0! | #DIV/0! | #DIV/0! | #DIV/0! | #DIV/0! | #DIV/0! | #DIV/0! | #DIV/0! | #DIV/0! | #DIV/0! | #DIV/0! | #DIV/0! | #DIV/0! | #DIV/0! | #DIV/0! | #DIV/0! | #DIV/0! | #DIV/0! | #DIV/0! | #DIV/0! | #DIV/0! | #DIV/0! | #DIV/0! | #DIV/0! | #DIV/0! | #DIV/0! | #DIV/0! | #DIV/0! | #DIV/0! | #DIV/0! | 0 | 0 | 0 | 0 | 0 | 0 | 0 | 0 | 0 | 0 | 0 | 0 | 0 | 0 | 0 | 0 | 0 | 0 | 0 | 0 | 0 | 0 | 0 | 0 | 0 | 0 | 0 | 0 | 0 | 0 | 0 | 0 | 0 | 0 | 0 | 0 | 0 | 0 | 0 | 0 | 0 | 0 | 0 | 0 | 0 | 0 | 0 | 0 | 0 | 0 | 0 | 0 | 0 | 0 | 0 | 0 | 0 | 0 | 0 | 0 | 0 | #DIV/0! | #DIV/0! | #DIV/0! | #DIV/0! | #DIV/0! | #DIV/0! | 0 | 0 | #DIV/0! | 0 | 0
50 | [14 empty] | 0 | 0 | 0 | 0 | 0 | 0 | 0 | 0 | 0 | 0 | 0 |  |  |  |  | 0 | 0 | 0 | 0 | 0 | 0 | 0 | 0 | 0 | 0 | 0 | 0 | 0 | 0 | 0 | 0 | 0 | 0 | 0 | 0 | 0 | 0 | 0 | 0 | 0 | 0 | 0 |  | 0 |  | 0 |  | 0 | 0 | 0 | 0 | 0 | 0 | 0 | 0 | 0 | [7 empty] | 0 | 0 | 1 | 0 | 0 | 0 |  | #DIV/0! | #DIV/0! | #DIV/0! | #DIV/0! | #DIV/0! | #DIV/0! | #DIV/0! | #DIV/0! | #DIV/0! | #DIV/0! | #DIV/0! | #DIV/0! | #DIV/0! | #DIV/0! | #DIV/0! | #DIV/0! | #DIV/0! | #DIV/0! | #DIV/0! | #DIV/0! | #DIV/0! | #DIV/0! | #DIV/0! | #DIV/0! | #DIV/0! | #DIV/0! | #DIV/0! | #DIV/0! | #DIV/0! | #DIV/0! | #DIV/0! | #DIV/0! | #DIV/0! | #DIV/0! | #DIV/0! | #DIV/0! | #DIV/0! | #DIV/0! | #DIV/0! | #DIV/0! | #DIV/0! | #DIV/0! | #DIV/0! | #DIV/0! | #DIV/0! | #DIV/0! | #DIV/0! | #DIV/0! | #DIV/0! | #DIV/0! | #DIV/0! | #DIV/0! | #DIV/0! | #DIV/0! | #DIV/0! | #DIV/0! | #DIV/0! | #DIV/0! | #DIV/0! | #DIV/0! | #DIV/0! | #DIV/0! | #DIV/0! | #DIV/0! | #DIV/0! | #DIV/0! | #DIV/0! | #DIV/0! | #DIV/0! | #DIV/0! | #DIV/0! | #DIV/0! | #DIV/0! | #DIV/0! | #DIV/0! | #DIV/0! | #DIV/0! | #DIV/0! | #DIV/0! | #DIV/0! | #DIV/0! | #DIV/0! | #DIV/0! | #DIV/0! | #DIV/0! | #DIV/0! | #DIV/0! | #DIV/0! | #DIV/0! | #DIV/0! | #DIV/0! | #DIV/0! | #DIV/0! | #DIV/0! | #DIV/0! | #DIV/0! | #DIV/0! | #DIV/0! | #DIV/0! | #DIV/0! | #DIV/0! | #DIV/0! | #DIV/0! | #DIV/0! | #DIV/0! | #DIV/0! | #DIV/0! | #DIV/0! | #DIV/0! | #DIV/0! | #DIV/0! | #DIV/0! | #DIV/0! | #DIV/0! | #DIV/0! | #DIV/0! | #DIV/0! | #DIV/0! | #DIV/0! | #DIV/0! | #DIV/0! | #DIV/0! | #DIV/0! | #DIV/0! | #DIV/0! | #DIV/0! | #DIV/0! | #DIV/0! | #DIV/0! | #DIV/0! | #DIV/0! | #DIV/0! | #DIV/0! | #DIV/0! | #DIV/0! | #DIV/0! | #DIV/0! | #DIV/0! | #DIV/0! | #DIV/0! | #DIV/0! | #DIV/0! | #DIV/0! | #DIV/0! | #DIV/0! | #DIV/0! | #DIV/0! | #DIV/0! | #DIV/0! | #DIV/0! | #DIV/0! | #DIV/0! | #DIV/0! | #DIV/0! | #DIV/0! | #DIV/0! | #DIV/0! | #DIV/0! | #DIV/0! | #DIV/0! | #DIV/0! | #DIV/0! | #DIV/0! | #DIV/0! | #DIV/0! | #DIV/0! | #DIV/0! | #DIV/0! | #DIV/0! | #DIV/0! | #DIV/0! | #DIV/0! | #DIV/0! | #DIV/0! | #DIV/0! | #DIV/0! | #DIV/0! | #DIV/0! | #DIV/0! | #DIV/0! | #DIV/0! | #DIV/0! | #DIV/0! | #DIV/0! | #DIV/0! | #DIV/0! | #DIV/0! | #DIV/0! | #DIV/0! | #DIV/0! | #DIV/0! | #DIV/0! | #DIV/0! | #DIV/0! | #DIV/0! | #DIV/0! | #DIV/0! | #DIV/0! | #DIV/0! | #DIV/0! | #DIV/0! | #DIV/0! | #DIV/0! | #DIV/0! | #DIV/0! | #DIV/0! | #DIV/0! | #DIV/0! | #DIV/0! | #DIV/0! | #DIV/0! | #DIV/0! | #DIV/0! | #DIV/0! | #DIV/0! | #DIV/0! | #DIV/0! | #DIV/0! | #DIV/0! | #DIV/0! | #DIV/0! | #DIV/0! | #DIV/0! | #DIV/0! | #DIV/0! | #DIV/0! | #DIV/0! | #DIV/0! | #DIV/0! | #DIV/0! | #DIV/0! | #DIV/0! | #DIV/0! | #DIV/0! | #DIV/0! | #DIV/0! | #DIV/0! | #DIV/0! | #DIV/0! | #DIV/0! | #DIV/0! | #DIV/0! | #DIV/0! | #DIV/0! | #DIV/0! | #DIV/0! | #DIV/0! | #DIV/0! | #DIV/0! | #DIV/0! | #DIV/0! | #DIV/0! | #DIV/0! | #DIV/0! | #DIV/0! | #DIV/0! | #DIV/0! | #DIV/0! | #DIV/0! | #DIV/0! | #DIV/0! | #DIV/0! | #DIV/0! | #DIV/0! | #DIV/0! | #DIV/0! | #DIV/0! | #DIV/0! | #DIV/0! | #DIV/0! | #DIV/0! | #DIV/0! | #DIV/0! | #DIV/0! | #DIV/0! | #DIV/0! | #DIV/0! | #DIV/0! | #DIV/0! | #DIV/0! | #DIV/0! | #DIV/0! | #DIV/0! | #DIV/0! | #DIV/0! | #DIV/0! | #DIV/0! | #DIV/0! | #DIV/0! | #DIV/0! | #DIV/0! | #DIV/0! | #DIV/0! | #DIV/0! | #DIV/0! | #DIV/0! | #DIV/0! | #DIV/0! | #DIV/0! | #DIV/0! | #DIV/0! | #DIV/0! | #DIV/0! | #DIV/0! | #DIV/0! | #DIV/0! | #DIV/0! | #DIV/0! | #DIV/0! | #DIV/0! | #DIV/0! | #DIV/0! | #DIV/0! | #DIV/0! | #DIV/0! | #DIV/0! | #DIV/0! | #DIV/0! | #DIV/0! | #DIV/0! | #DIV/0! | #DIV/0! | #DIV/0! | #DIV/0! | #DIV/0! | #DIV/0! | #DIV/0! | #DIV/0! | #DIV/0! | #DIV/0! | #DIV/0! | #DIV/0! | #DIV/0! | #DIV/0! | #DIV/0! | #DIV/0! | #DIV/0! | #DIV/0! | #DIV/0! | #DIV/0! | #DIV/0! | #DIV/0! | #DIV/0! | #DIV/0! | #DIV/0! | #DIV/0! | #DIV/0! | #DIV/0! | #DIV/0! | #DIV/0! | #DIV/0! | #DIV/0! | #DIV/0! | #DIV/0! | #DIV/0! | #DIV/0! | #DIV/0! | #DIV/0! | #DIV/0! | #DIV/0! | 0 | 0 | 0 | 0 | 0 | 0 | 0 | 0 | 0 | 0 | 0 | 0 | 0 | 0 | 0 | 0 | 0 | 0 | 0 | 0 | 0 | 0 | 0 | 0 | 0 | 0 | 0 | 0 | 0 | 0 | 0 | 0 | 0 | 0 | 0 | 0 | 0 | 0 | 0 | 0 | 0 | 0 | 0 | 0 | 0 | 0 | 0 | 0 | 0 | 0 | 0 | 0 | 0 | 0 | 0 | 0 | 0 | 0 | 0 | 0 | 0 | #DIV/0! | #DIV/0! | #DIV/0! | #DIV/0! | #DIV/0! | #DIV/0! | 0 | 0 | #DIV/0! | 0 | 0
51 | [14 empty] | 0 | 0 | 0 | 0 | 0 | 0 | 0 | 0 | 0 | 0 | 0 |  |  |  |  | 0 | 0 | 0 | 0 | 0 | 0 | 0 | 0 | 0 | 0 | 0 | 0 | 0 | 0 | 0 | 0 | 0 | 0 | 0 | 0 | 0 | 0 | 0 | 0 | 0 | 0 | 0 |  | 0 |  | 0 |  | 0 | 0 | 0 | 0 | 0 | 0 | 0 | 0 | 0 | [7 empty] | 0 | 0 | 1 | 0 | 0 | 0 |  | #DIV/0! | #DIV/0! | #DIV/0! | #DIV/0! | #DIV/0! | #DIV/0! | #DIV/0! | #DIV/0! | #DIV/0! | #DIV/0! | #DIV/0! | #DIV/0! | #DIV/0! | #DIV/0! | #DIV/0! | #DIV/0! | #DIV/0! | #DIV/0! | #DIV/0! | #DIV/0! | #DIV/0! | #DIV/0! | #DIV/0! | #DIV/0! | #DIV/0! | #DIV/0! | #DIV/0! | #DIV/0! | #DIV/0! | #DIV/0! | #DIV/0! | #DIV/0! | #DIV/0! | #DIV/0! | #DIV/0! | #DIV/0! | #DIV/0! | #DIV/0! | #DIV/0! | #DIV/0! | #DIV/0! | #DIV/0! | #DIV/0! | #DIV/0! | #DIV/0! | #DIV/0! | #DIV/0! | #DIV/0! | #DIV/0! | #DIV/0! | #DIV/0! | #DIV/0! | #DIV/0! | #DIV/0! | #DIV/0! | #DIV/0! | #DIV/0! | #DIV/0! | #DIV/0! | #DIV/0! | #DIV/0! | #DIV/0! | #DIV/0! | #DIV/0! | #DIV/0! | #DIV/0! | #DIV/0! | #DIV/0! | #DIV/0! | #DIV/0! | #DIV/0! | #DIV/0! | #DIV/0! | #DIV/0! | #DIV/0! | #DIV/0! | #DIV/0! | #DIV/0! | #DIV/0! | #DIV/0! | #DIV/0! | #DIV/0! | #DIV/0! | #DIV/0! | #DIV/0! | #DIV/0! | #DIV/0! | #DIV/0! | #DIV/0! | #DIV/0! | #DIV/0! | #DIV/0! | #DIV/0! | #DIV/0! | #DIV/0! | #DIV/0! | #DIV/0! | #DIV/0! | #DIV/0! | #DIV/0! | #DIV/0! | #DIV/0! | #DIV/0! | #DIV/0! | #DIV/0! | #DIV/0! | #DIV/0! | #DIV/0! | #DIV/0! | #DIV/0! | #DIV/0! | #DIV/0! | #DIV/0! | #DIV/0! | #DIV/0! | #DIV/0! | #DIV/0! | #DIV/0! | #DIV/0! | #DIV/0! | #DIV/0! | #DIV/0! | #DIV/0! | #DIV/0! | #DIV/0! | #DIV/0! | #DIV/0! | #DIV/0! | #DIV/0! | #DIV/0! | #DIV/0! | #DIV/0! | #DIV/0! | #DIV/0! | #DIV/0! | #DIV/0! | #DIV/0! | #DIV/0! | #DIV/0! | #DIV/0! | #DIV/0! | #DIV/0! | #DIV/0! | #DIV/0! | #DIV/0! | #DIV/0! | #DIV/0! | #DIV/0! | #DIV/0! | #DIV/0! | #DIV/0! | #DIV/0! | #DIV/0! | #DIV/0! | #DIV/0! | #DIV/0! | #DIV/0! | #DIV/0! | #DIV/0! | #DIV/0! | #DIV/0! | #DIV/0! | #DIV/0! | #DIV/0! | #DIV/0! | #DIV/0! | #DIV/0! | #DIV/0! | #DIV/0! | #DIV/0! | #DIV/0! | #DIV/0! | #DIV/0! | #DIV/0! | #DIV/0! | #DIV/0! | #DIV/0! | #DIV/0! | #DIV/0! | #DIV/0! | #DIV/0! | #DIV/0! | #DIV/0! | #DIV/0! | #DIV/0! | #DIV/0! | #DIV/0! | #DIV/0! | #DIV/0! | #DIV/0! | #DIV/0! | #DIV/0! | #DIV/0! | #DIV/0! | #DIV/0! | #DIV/0! | #DIV/0! | #DIV/0! | #DIV/0! | #DIV/0! | #DIV/0! | #DIV/0! | #DIV/0! | #DIV/0! | #DIV/0! | #DIV/0! | #DIV/0! | #DIV/0! | #DIV/0! | #DIV/0! | #DIV/0! | #DIV/0! | #DIV/0! | #DIV/0! | #DIV/0! | #DIV/0! | #DIV/0! | #DIV/0! | #DIV/0! | #DIV/0! | #DIV/0! | #DIV/0! | #DIV/0! | #DIV/0! | #DIV/0! | #DIV/0! | #DIV/0! | #DIV/0! | #DIV/0! | #DIV/0! | #DIV/0! | #DIV/0! | #DIV/0! | #DIV/0! | #DIV/0! | #DIV/0! | #DIV/0! | #DIV/0! | #DIV/0! | #DIV/0! | #DIV/0! | #DIV/0! | #DIV/0! | #DIV/0! | #DIV/0! | #DIV/0! | #DIV/0! | #DIV/0! | #DIV/0! | #DIV/0! | #DIV/0! | #DIV/0! | #DIV/0! | #DIV/0! | #DIV/0! | #DIV/0! | #DIV/0! | #DIV/0! | #DIV/0! | #DIV/0! | #DIV/0! | #DIV/0! | #DIV/0! | #DIV/0! | #DIV/0! | #DIV/0! | #DIV/0! | #DIV/0! | #DIV/0! | #DIV/0! | #DIV/0! | #DIV/0! | #DIV/0! | #DIV/0! | #DIV/0! | #DIV/0! | #DIV/0! | #DIV/0! | #DIV/0! | #DIV/0! | #DIV/0! | #DIV/0! | #DIV/0! | #DIV/0! | #DIV/0! | #DIV/0! | #DIV/0! | #DIV/0! | #DIV/0! | #DIV/0! | #DIV/0! | #DIV/0! | #DIV/0! | #DIV/0! | #DIV/0! | #DIV/0! | #DIV/0! | #DIV/0! | #DIV/0! | #DIV/0! | #DIV/0! | #DIV/0! | #DIV/0! | #DIV/0! | #DIV/0! | #DIV/0! | #DIV/0! | #DIV/0! | #DIV/0! | #DIV/0! | #DIV/0! | #DIV/0! | #DIV/0! | #DIV/0! | #DIV/0! | #DIV/0! | #DIV/0! | #DIV/0! | #DIV/0! | #DIV/0! | #DIV/0! | #DIV/0! | #DIV/0! | #DIV/0! | #DIV/0! | #DIV/0! | #DIV/0! | #DIV/0! | #DIV/0! | #DIV/0! | #DIV/0! | #DIV/0! | #DIV/0! | #DIV/0! | #DIV/0! | #DIV/0! | #DIV/0! | #DIV/0! | #DIV/0! | #DIV/0! | #DIV/0! | #DIV/0! | #DIV/0! | #DIV/0! | #DIV/0! | #DIV/0! | #DIV/0! | #DIV/0! | #DIV/0! | #DIV/0! | #DIV/0! | #DIV/0! | #DIV/0! | #DIV/0! | #DIV/0! | #DIV/0! | #DIV/0! | #DIV/0! | #DIV/0! | #DIV/0! | 0 | 0 | 0 | 0 | 0 | 0 | 0 | 0 | 0 | 0 | 0 | 0 | 0 | 0 | 0 | 0 | 0 | 0 | 0 | 0 | 0 | 0 | 0 | 0 | 0 | 0 | 0 | 0 | 0 | 0 | 0 | 0 | 0 | 0 | 0 | 0 | 0 | 0 | 0 | 0 | 0 | 0 | 0 | 0 | 0 | 0 | 0 | 0 | 0 | 0 | 0 | 0 | 0 | 0 | 0 | 0 | 0 | 0 | 0 | 0 | 0 | #DIV/0! | #DIV/0! | #DIV/0! | #DIV/0! | #DIV/0! | #DIV/0! | 0 | 0 | #DIV/0! | 0 | 0
52 | [14 empty] | 0 | 0 | 0 | 0 | 0 | 0 | 0 | 0 | 0 | 0 | 0 |  |  |  |  | 0 | 0 | 0 | 0 | 0 | 0 | 0 | 0 | 0 | 0 | 0 | 0 | 0 | 0 | 0 | 0 | 0 | 0 | 0 | 0 | 0 | 0 | 0 | 0 | 0 | 0 | 0 |  | 0 |  | 0 |  | 0 | 0 | 0 | 0 | 0 | 0 | 0 | 0 | 0 | [7 empty] | 0 | 0 | 1 | 0 | 0 | 0 |  | #DIV/0! | #DIV/0! | #DIV/0! | #DIV/0! | #DIV/0! | #DIV/0! | #DIV/0! | #DIV/0! | #DIV/0! | #DIV/0! | #DIV/0! | #DIV/0! | #DIV/0! | #DIV/0! | #DIV/0! | #DIV/0! | #DIV/0! | #DIV/0! | #DIV/0! | #DIV/0! | #DIV/0! | #DIV/0! | #DIV/0! | #DIV/0! | #DIV/0! | #DIV/0! | #DIV/0! | #DIV/0! | #DIV/0! | #DIV/0! | #DIV/0! | #DIV/0! | #DIV/0! | #DIV/0! | #DIV/0! | #DIV/0! | #DIV/0! | #DIV/0! | #DIV/0! | #DIV/0! | #DIV/0! | #DIV/0! | #DIV/0! | #DIV/0! | #DIV/0! | #DIV/0! | #DIV/0! | #DIV/0! | #DIV/0! | #DIV/0! | #DIV/0! | #DIV/0! | #DIV/0! | #DIV/0! | #DIV/0! | #DIV/0! | #DIV/0! | #DIV/0! | #DIV/0! | #DIV/0! | #DIV/0! | #DIV/0! | #DIV/0! | #DIV/0! | #DIV/0! | #DIV/0! | #DIV/0! | #DIV/0! | #DIV/0! | #DIV/0! | #DIV/0! | #DIV/0! | #DIV/0! | #DIV/0! | #DIV/0! | #DIV/0! | #DIV/0! | #DIV/0! | #DIV/0! | #DIV/0! | #DIV/0! | #DIV/0! | #DIV/0! | #DIV/0! | #DIV/0! | #DIV/0! | #DIV/0! | #DIV/0! | #DIV/0! | #DIV/0! | #DIV/0! | #DIV/0! | #DIV/0! | #DIV/0! | #DIV/0! | #DIV/0! | #DIV/0! | #DIV/0! | #DIV/0! | #DIV/0! | #DIV/0! | #DIV/0! | #DIV/0! | #DIV/0! | #DIV/0! | #DIV/0! | #DIV/0! | #DIV/0! | #DIV/0! | #DIV/0! | #DIV/0! | #DIV/0! | #DIV/0! | #DIV/0! | #DIV/0! | #DIV/0! | #DIV/0! | #DIV/0! | #DIV/0! | #DIV/0! | #DIV/0! | #DIV/0! | #DIV/0! | #DIV/0! | #DIV/0! | #DIV/0! | #DIV/0! | #DIV/0! | #DIV/0! | #DIV/0! | #DIV/0! | #DIV/0! | #DIV/0! | #DIV/0! | #DIV/0! | #DIV/0! | #DIV/0! | #DIV/0! | #DIV/0! | #DIV/0! | #DIV/0! | #DIV/0! | #DIV/0! | #DIV/0! | #DIV/0! | #DIV/0! | #DIV/0! | #DIV/0! | #DIV/0! | #DIV/0! | #DIV/0! | #DIV/0! | #DIV/0! | #DIV/0! | #DIV/0! | #DIV/0! | #DIV/0! | #DIV/0! | #DIV/0! | #DIV/0! | #DIV/0! | #DIV/0! | #DIV/0! | #DIV/0! | #DIV/0! | #DIV/0! | #DIV/0! | #DIV/0! | #DIV/0! | #DIV/0! | #DIV/0! | #DIV/0! | #DIV/0! | #DIV/0! | #DIV/0! | #DIV/0! | #DIV/0! | #DIV/0! | #DIV/0! | #DIV/0! | #DIV/0! | #DIV/0! | #DIV/0! | #DIV/0! | #DIV/0! | #DIV/0! | #DIV/0! | #DIV/0! | #DIV/0! | #DIV/0! | #DIV/0! | #DIV/0! | #DIV/0! | #DIV/0! | #DIV/0! | #DIV/0! | #DIV/0! | #DIV/0! | #DIV/0! | #DIV/0! | #DIV/0! | #DIV/0! | #DIV/0! | #DIV/0! | #DIV/0! | #DIV/0! | #DIV/0! | #DIV/0! | #DIV/0! | #DIV/0! | #DIV/0! | #DIV/0! | #DIV/0! | #DIV/0! | #DIV/0! | #DIV/0! | #DIV/0! | #DIV/0! | #DIV/0! | #DIV/0! | #DIV/0! | #DIV/0! | #DIV/0! | #DIV/0! | #DIV/0! | #DIV/0! | #DIV/0! | #DIV/0! | #DIV/0! | #DIV/0! | #DIV/0! | #DIV/0! | #DIV/0! | #DIV/0! | #DIV/0! | #DIV/0! | #DIV/0! | #DIV/0! | #DIV/0! | #DIV/0! | #DIV/0! | #DIV/0! | #DIV/0! | #DIV/0! | #DIV/0! | #DIV/0! | #DIV/0! | #DIV/0! | #DIV/0! | #DIV/0! | #DIV/0! | #DIV/0! | #DIV/0! | #DIV/0! | #DIV/0! | #DIV/0! | #DIV/0! | #DIV/0! | #DIV/0! | #DIV/0! | #DIV/0! | #DIV/0! | #DIV/0! | #DIV/0! | #DIV/0! | #DIV/0! | #DIV/0! | #DIV/0! | #DIV/0! | #DIV/0! | #DIV/0! | #DIV/0! | #DIV/0! | #DIV/0! | #DIV/0! | #DIV/0! | #DIV/0! | #DIV/0! | #DIV/0! | #DIV/0! | #DIV/0! | #DIV/0! | #DIV/0! | #DIV/0! | #DIV/0! | #DIV/0! | #DIV/0! | #DIV/0! | #DIV/0! | #DIV/0! | #DIV/0! | #DIV/0! | #DIV/0! | #DIV/0! | #DIV/0! | #DIV/0! | #DIV/0! | #DIV/0! | #DIV/0! | #DIV/0! | #DIV/0! | #DIV/0! | #DIV/0! | #DIV/0! | #DIV/0! | #DIV/0! | #DIV/0! | #DIV/0! | #DIV/0! | #DIV/0! | #DIV/0! | #DIV/0! | #DIV/0! | #DIV/0! | #DIV/0! | #DIV/0! | #DIV/0! | #DIV/0! | #DIV/0! | #DIV/0! | #DIV/0! | #DIV/0! | #DIV/0! | #DIV/0! | #DIV/0! | #DIV/0! | #DIV/0! | #DIV/0! | #DIV/0! | #DIV/0! | #DIV/0! | #DIV/0! | #DIV/0! | #DIV/0! | #DIV/0! | #DIV/0! | #DIV/0! | #DIV/0! | #DIV/0! | #DIV/0! | #DIV/0! | #DIV/0! | #DIV/0! | #DIV/0! | #DIV/0! | #DIV/0! | #DIV/0! | #DIV/0! | #DIV/0! | #DIV/0! | #DIV/0! | #DIV/0! | #DIV/0! | #DIV/0! | #DIV/0! | #DIV/0! | #DIV/0! | #DIV/0! | #DIV/0! | #DIV/0! | 0 | 0 | 0 | 0 | 0 | 0 | 0 | 0 | 0 | 0 | 0 | 0 | 0 | 0 | 0 | 0 | 0 | 0 | 0 | 0 | 0 | 0 | 0 | 0 | 0 | 0 | 0 | 0 | 0 | 0 | 0 | 0 | 0 | 0 | 0 | 0 | 0 | 0 | 0 | 0 | 0 | 0 | 0 | 0 | 0 | 0 | 0 | 0 | 0 | 0 | 0 | 0 | 0 | 0 | 0 | 0 | 0 | 0 | 0 | 0 | 0 | #DIV/0! | #DIV/0! | #DIV/0! | #DIV/0! | #DIV/0! | #DIV/0! | 0 | 0 | #DIV/0! | 0 | 0
53 | [14 empty] | 0 | 0 | 0 | 0 | 0 | 0 | 0 | 0 | 0 | 0 | 0 |  |  |  |  | 0 | 0 | 0 | 0 | 0 | 0 | 0 | 0 | 0 | 0 | 0 | 0 | 0 | 0 | 0 | 0 | 0 | 0 | 0 | 0 | 0 | 0 | 0 | 0 | 0 | 0 | 0 |  | 0 |  | 0 |  | 0 | 0 | 0 | 0 | 0 | 0 | 0 | 0 | 0 | [7 empty] | 0 | 0 | 1 | 0 | 0 | 0 |  | #DIV/0! | #DIV/0! | #DIV/0! | #DIV/0! | #DIV/0! | #DIV/0! | #DIV/0! | #DIV/0! | #DIV/0! | #DIV/0! | #DIV/0! | #DIV/0! | #DIV/0! | #DIV/0! | #DIV/0! | #DIV/0! | #DIV/0! | #DIV/0! | #DIV/0! | #DIV/0! | #DIV/0! | #DIV/0! | #DIV/0! | #DIV/0! | #DIV/0! | #DIV/0! | #DIV/0! | #DIV/0! | #DIV/0! | #DIV/0! | #DIV/0! | #DIV/0! | #DIV/0! | #DIV/0! | #DIV/0! | #DIV/0! | #DIV/0! | #DIV/0! | #DIV/0! | #DIV/0! | #DIV/0! | #DIV/0! | #DIV/0! | #DIV/0! | #DIV/0! | #DIV/0! | #DIV/0! | #DIV/0! | #DIV/0! | #DIV/0! | #DIV/0! | #DIV/0! | #DIV/0! | #DIV/0! | #DIV/0! | #DIV/0! | #DIV/0! | #DIV/0! | #DIV/0! | #DIV/0! | #DIV/0! | #DIV/0! | #DIV/0! | #DIV/0! | #DIV/0! | #DIV/0! | #DIV/0! | #DIV/0! | #DIV/0! | #DIV/0! | #DIV/0! | #DIV/0! | #DIV/0! | #DIV/0! | #DIV/0! | #DIV/0! | #DIV/0! | #DIV/0! | #DIV/0! | #DIV/0! | #DIV/0! | #DIV/0! | #DIV/0! | #DIV/0! | #DIV/0! | #DIV/0! | #DIV/0! | #DIV/0! | #DIV/0! | #DIV/0! | #DIV/0! | #DIV/0! | #DIV/0! | #DIV/0! | #DIV/0! | #DIV/0! | #DIV/0! | #DIV/0! | #DIV/0! | #DIV/0! | #DIV/0! | #DIV/0! | #DIV/0! | #DIV/0! | #DIV/0! | #DIV/0! | #DIV/0! | #DIV/0! | #DIV/0! | #DIV/0! | #DIV/0! | #DIV/0! | #DIV/0! | #DIV/0! | #DIV/0! | #DIV/0! | #DIV/0! | #DIV/0! | #DIV/0! | #DIV/0! | #DIV/0! | #DIV/0! | #DIV/0! | #DIV/0! | #DIV/0! | #DIV/0! | #DIV/0! | #DIV/0! | #DIV/0! | #DIV/0! | #DIV/0! | #DIV/0! | #DIV/0! | #DIV/0! | #DIV/0! | #DIV/0! | #DIV/0! | #DIV/0! | #DIV/0! | #DIV/0! | #DIV/0! | #DIV/0! | #DIV/0! | #DIV/0! | #DIV/0! | #DIV/0! | #DIV/0! | #DIV/0! | #DIV/0! | #DIV/0! | #DIV/0! | #DIV/0! | #DIV/0! | #DIV/0! | #DIV/0! | #DIV/0! | #DIV/0! | #DIV/0! | #DIV/0! | #DIV/0! | #DIV/0! | #DIV/0! | #DIV/0! | #DIV/0! | #DIV/0! | #DIV/0! | #DIV/0! | #DIV/0! | #DIV/0! | #DIV/0! | #DIV/0! | #DIV/0! | #DIV/0! | #DIV/0! | #DIV/0! | #DIV/0! | #DIV/0! | #DIV/0! | #DIV/0! | #DIV/0! | #DIV/0! | #DIV/0! | #DIV/0! | #DIV/0! | #DIV/0! | #DIV/0! | #DIV/0! | #DIV/0! | #DIV/0! | #DIV/0! | #DIV/0! | #DIV/0! | #DIV/0! | #DIV/0! | #DIV/0! | #DIV/0! | #DIV/0! | #DIV/0! | #DIV/0! | #DIV/0! | #DIV/0! | #DIV/0! | #DIV/0! | #DIV/0! | #DIV/0! | #DIV/0! | #DIV/0! | #DIV/0! | #DIV/0! | #DIV/0! | #DIV/0! | #DIV/0! | #DIV/0! | #DIV/0! | #DIV/0! | #DIV/0! | #DIV/0! | #DIV/0! | #DIV/0! | #DIV/0! | #DIV/0! | #DIV/0! | #DIV/0! | #DIV/0! | #DIV/0! | #DIV/0! | #DIV/0! | #DIV/0! | #DIV/0! | #DIV/0! | #DIV/0! | #DIV/0! | #DIV/0! | #DIV/0! | #DIV/0! | #DIV/0! | #DIV/0! | #DIV/0! | #DIV/0! | #DIV/0! | #DIV/0! | #DIV/0! | #DIV/0! | #DIV/0! | #DIV/0! | #DIV/0! | #DIV/0! | #DIV/0! | #DIV/0! | #DIV/0! | #DIV/0! | #DIV/0! | #DIV/0! | #DIV/0! | #DIV/0! | #DIV/0! | #DIV/0! | #DIV/0! | #DIV/0! | #DIV/0! | #DIV/0! | #DIV/0! | #DIV/0! | #DIV/0! | #DIV/0! | #DIV/0! | #DIV/0! | #DIV/0! | #DIV/0! | #DIV/0! | #DIV/0! | #DIV/0! | #DIV/0! | #DIV/0! | #DIV/0! | #DIV/0! | #DIV/0! | #DIV/0! | #DIV/0! | #DIV/0! | #DIV/0! | #DIV/0! | #DIV/0! | #DIV/0! | #DIV/0! | #DIV/0! | #DIV/0! | #DIV/0! | #DIV/0! | #DIV/0! | #DIV/0! | #DIV/0! | #DIV/0! | #DIV/0! | #DIV/0! | #DIV/0! | #DIV/0! | #DIV/0! | #DIV/0! | #DIV/0! | #DIV/0! | #DIV/0! | #DIV/0! | #DIV/0! | #DIV/0! | #DIV/0! | #DIV/0! | #DIV/0! | #DIV/0! | #DIV/0! | #DIV/0! | #DIV/0! | #DIV/0! | #DIV/0! | #DIV/0! | #DIV/0! | #DIV/0! | #DIV/0! | #DIV/0! | #DIV/0! | #DIV/0! | #DIV/0! | #DIV/0! | #DIV/0! | #DIV/0! | #DIV/0! | #DIV/0! | #DIV/0! | #DIV/0! | #DIV/0! | #DIV/0! | #DIV/0! | #DIV/0! | #DIV/0! | #DIV/0! | #DIV/0! | #DIV/0! | #DIV/0! | #DIV/0! | #DIV/0! | #DIV/0! | #DIV/0! | #DIV/0! | #DIV/0! | #DIV/0! | #DIV/0! | #DIV/0! | #DIV/0! | #DIV/0! | #DIV/0! | #DIV/0! | #DIV/0! | #DIV/0! | #DIV/0! | #DIV/0! | #DIV/0! | #DIV/0! | #DIV/0! | #DIV/0! | #DIV/0! | 0 | 0 | 0 | 0 | 0 | 0 | 0 | 0 | 0 | 0 | 0 | 0 | 0 | 0 | 0 | 0 | 0 | 0 | 0 | 0 | 0 | 0 | 0 | 0 | 0 | 0 | 0 | 0 | 0 | 0 | 0 | 0 | 0 | 0 | 0 | 0 | 0 | 0 | 0 | 0 | 0 | 0 | 0 | 0 | 0 | 0 | 0 | 0 | 0 | 0 | 0 | 0 | 0 | 0 | 0 | 0 | 0 | 0 | 0 | 0 | 0 | #DIV/0! | #DIV/0! | #DIV/0! | #DIV/0! | #DIV/0! | #DIV/0! | 0 | 0 | #DIV/0! | 0 | 0
54 | [14 empty] | 0 | 0 | 0 | 0 | 0 | 0 | 0 | 0 | 0 | 0 | 0 |  |  |  |  | 0 | 0 | 0 | 0 | 0 | 0 | 0 | 0 | 0 | 0 | 0 | 0 | 0 | 0 | 0 | 0 | 0 | 0 | 0 | 0 | 0 | 0 | 0 | 0 | 0 | 0 | 0 |  | 0 |  | 0 |  | 0 | 0 | 0 | 0 | 0 | 0 | 0 | 0 | 0 | [7 empty] | 0 | 0 | 1 | 0 | 0 | 0 |  | #DIV/0! | #DIV/0! | #DIV/0! | #DIV/0! | #DIV/0! | #DIV/0! | #DIV/0! | #DIV/0! | #DIV/0! | #DIV/0! | #DIV/0! | #DIV/0! | #DIV/0! | #DIV/0! | #DIV/0! | #DIV/0! | #DIV/0! | #DIV/0! | #DIV/0! | #DIV/0! | #DIV/0! | #DIV/0! | #DIV/0! | #DIV/0! | #DIV/0! | #DIV/0! | #DIV/0! | #DIV/0! | #DIV/0! | #DIV/0! | #DIV/0! | #DIV/0! | #DIV/0! | #DIV/0! | #DIV/0! | #DIV/0! | #DIV/0! | #DIV/0! | #DIV/0! | #DIV/0! | #DIV/0! | #DIV/0! | #DIV/0! | #DIV/0! | #DIV/0! | #DIV/0! | #DIV/0! | #DIV/0! | #DIV/0! | #DIV/0! | #DIV/0! | #DIV/0! | #DIV/0! | #DIV/0! | #DIV/0! | #DIV/0! | #DIV/0! | #DIV/0! | #DIV/0! | #DIV/0! | #DIV/0! | #DIV/0! | #DIV/0! | #DIV/0! | #DIV/0! | #DIV/0! | #DIV/0! | #DIV/0! | #DIV/0! | #DIV/0! | #DIV/0! | #DIV/0! | #DIV/0! | #DIV/0! | #DIV/0! | #DIV/0! | #DIV/0! | #DIV/0! | #DIV/0! | #DIV/0! | #DIV/0! | #DIV/0! | #DIV/0! | #DIV/0! | #DIV/0! | #DIV/0! | #DIV/0! | #DIV/0! | #DIV/0! | #DIV/0! | #DIV/0! | #DIV/0! | #DIV/0! | #DIV/0! | #DIV/0! | #DIV/0! | #DIV/0! | #DIV/0! | #DIV/0! | #DIV/0! | #DIV/0! | #DIV/0! | #DIV/0! | #DIV/0! | #DIV/0! | #DIV/0! | #DIV/0! | #DIV/0! | #DIV/0! | #DIV/0! | #DIV/0! | #DIV/0! | #DIV/0! | #DIV/0! | #DIV/0! | #DIV/0! | #DIV/0! | #DIV/0! | #DIV/0! | #DIV/0! | #DIV/0! | #DIV/0! | #DIV/0! | #DIV/0! | #DIV/0! | #DIV/0! | #DIV/0! | #DIV/0! | #DIV/0! | #DIV/0! | #DIV/0! | #DIV/0! | #DIV/0! | #DIV/0! | #DIV/0! | #DIV/0! | #DIV/0! | #DIV/0! | #DIV/0! | #DIV/0! | #DIV/0! | #DIV/0! | #DIV/0! | #DIV/0! | #DIV/0! | #DIV/0! | #DIV/0! | #DIV/0! | #DIV/0! | #DIV/0! | #DIV/0! | #DIV/0! | #DIV/0! | #DIV/0! | #DIV/0! | #DIV/0! | #DIV/0! | #DIV/0! | #DIV/0! | #DIV/0! | #DIV/0! | #DIV/0! | #DIV/0! | #DIV/0! | #DIV/0! | #DIV/0! | #DIV/0! | #DIV/0! | #DIV/0! | #DIV/0! | #DIV/0! | #DIV/0! | #DIV/0! | #DIV/0! | #DIV/0! | #DIV/0! | #DIV/0! | #DIV/0! | #DIV/0! | #DIV/0! | #DIV/0! | #DIV/0! | #DIV/0! | #DIV/0! | #DIV/0! | #DIV/0! | #DIV/0! | #DIV/0! | #DIV/0! | #DIV/0! | #DIV/0! | #DIV/0! | #DIV/0! | #DIV/0! | #DIV/0! | #DIV/0! | #DIV/0! | #DIV/0! | #DIV/0! | #DIV/0! | #DIV/0! | #DIV/0! | #DIV/0! | #DIV/0! | #DIV/0! | #DIV/0! | #DIV/0! | #DIV/0! | #DIV/0! | #DIV/0! | #DIV/0! | #DIV/0! | #DIV/0! | #DIV/0! | #DIV/0! | #DIV/0! | #DIV/0! | #DIV/0! | #DIV/0! | #DIV/0! | #DIV/0! | #DIV/0! | #DIV/0! | #DIV/0! | #DIV/0! | #DIV/0! | #DIV/0! | #DIV/0! | #DIV/0! | #DIV/0! | #DIV/0! | #DIV/0! | #DIV/0! | #DIV/0! | #DIV/0! | #DIV/0! | #DIV/0! | #DIV/0! | #DIV/0! | #DIV/0! | #DIV/0! | #DIV/0! | #DIV/0! | #DIV/0! | #DIV/0! | #DIV/0! | #DIV/0! | #DIV/0! | #DIV/0! | #DIV/0! | #DIV/0! | #DIV/0! | #DIV/0! | #DIV/0! | #DIV/0! | #DIV/0! | #DIV/0! | #DIV/0! | #DIV/0! | #DIV/0! | #DIV/0! | #DIV/0! | #DIV/0! | #DIV/0! | #DIV/0! | #DIV/0! | #DIV/0! | #DIV/0! | #DIV/0! | #DIV/0! | #DIV/0! | #DIV/0! | #DIV/0! | #DIV/0! | #DIV/0! | #DIV/0! | #DIV/0! | #DIV/0! | #DIV/0! | #DIV/0! | #DIV/0! | #DIV/0! | #DIV/0! | #DIV/0! | #DIV/0! | #DIV/0! | #DIV/0! | #DIV/0! | #DIV/0! | #DIV/0! | #DIV/0! | #DIV/0! | #DIV/0! | #DIV/0! | #DIV/0! | #DIV/0! | #DIV/0! | #DIV/0! | #DIV/0! | #DIV/0! | #DIV/0! | #DIV/0! | #DIV/0! | #DIV/0! | #DIV/0! | #DIV/0! | #DIV/0! | #DIV/0! | #DIV/0! | #DIV/0! | #DIV/0! | #DIV/0! | #DIV/0! | #DIV/0! | #DIV/0! | #DIV/0! | #DIV/0! | #DIV/0! | #DIV/0! | #DIV/0! | #DIV/0! | #DIV/0! | #DIV/0! | #DIV/0! | #DIV/0! | #DIV/0! | #DIV/0! | #DIV/0! | #DIV/0! | #DIV/0! | #DIV/0! | #DIV/0! | #DIV/0! | #DIV/0! | #DIV/0! | #DIV/0! | #DIV/0! | #DIV/0! | #DIV/0! | #DIV/0! | #DIV/0! | #DIV/0! | #DIV/0! | #DIV/0! | #DIV/0! | #DIV/0! | #DIV/0! | #DIV/0! | #DIV/0! | #DIV/0! | #DIV/0! | #DIV/0! | #DIV/0! | #DIV/0! | #DIV/0! | #DIV/0! | #DIV/0! | #DIV/0! | #DIV/0! | #DIV/0! | 0 | 0 | 0 | 0 | 0 | 0 | 0 | 0 | 0 | 0 | 0 | 0 | 0 | 0 | 0 | 0 | 0 | 0 | 0 | 0 | 0 | 0 | 0 | 0 | 0 | 0 | 0 | 0 | 0 | 0 | 0 | 0 | 0 | 0 | 0 | 0 | 0 | 0 | 0 | 0 | 0 | 0 | 0 | 0 | 0 | 0 | 0 | 0 | 0 | 0 | 0 | 0 | 0 | 0 | 0 | 0 | 0 | 0 | 0 | 0 | 0 | #DIV/0! | #DIV/0! | #DIV/0! | #DIV/0! | #DIV/0! | #DIV/0! | 0 | 0 | #DIV/0! | 0 | 0
55 | [14 empty] | 0 | 0 | 0 | 0 | 0 | 0 | 0 | 0 | 0 | 0 | 0 |  |  |  |  | 0 | 0 | 0 | 0 | 0 | 0 | 0 | 0 | 0 | 0 | 0 | 0 | 0 | 0 | 0 | 0 | 0 | 0 | 0 | 0 | 0 | 0 | 0 | 0 | 0 | 0 | 0 |  | 0 |  | 0 |  | 0 | 0 | 0 | 0 | 0 | 0 | 0 | 0 | 0 | [7 empty] | 0 | 0 | 1 | 0 | 0 | 0 |  | #DIV/0! | #DIV/0! | #DIV/0! | #DIV/0! | #DIV/0! | #DIV/0! | #DIV/0! | #DIV/0! | #DIV/0! | #DIV/0! | #DIV/0! | #DIV/0! | #DIV/0! | #DIV/0! | #DIV/0! | #DIV/0! | #DIV/0! | #DIV/0! | #DIV/0! | #DIV/0! | #DIV/0! | #DIV/0! | #DIV/0! | #DIV/0! | #DIV/0! | #DIV/0! | #DIV/0! | #DIV/0! | #DIV/0! | #DIV/0! | #DIV/0! | #DIV/0! | #DIV/0! | #DIV/0! | #DIV/0! | #DIV/0! | #DIV/0! | #DIV/0! | #DIV/0! | #DIV/0! | #DIV/0! | #DIV/0! | #DIV/0! | #DIV/0! | #DIV/0! | #DIV/0! | #DIV/0! | #DIV/0! | #DIV/0! | #DIV/0! | #DIV/0! | #DIV/0! | #DIV/0! | #DIV/0! | #DIV/0! | #DIV/0! | #DIV/0! | #DIV/0! | #DIV/0! | #DIV/0! | #DIV/0! | #DIV/0! | #DIV/0! | #DIV/0! | #DIV/0! | #DIV/0! | #DIV/0! | #DIV/0! | #DIV/0! | #DIV/0! | #DIV/0! | #DIV/0! | #DIV/0! | #DIV/0! | #DIV/0! | #DIV/0! | #DIV/0! | #DIV/0! | #DIV/0! | #DIV/0! | #DIV/0! | #DIV/0! | #DIV/0! | #DIV/0! | #DIV/0! | #DIV/0! | #DIV/0! | #DIV/0! | #DIV/0! | #DIV/0! | #DIV/0! | #DIV/0! | #DIV/0! | #DIV/0! | #DIV/0! | #DIV/0! | #DIV/0! | #DIV/0! | #DIV/0! | #DIV/0! | #DIV/0! | #DIV/0! | #DIV/0! | #DIV/0! | #DIV/0! | #DIV/0! | #DIV/0! | #DIV/0! | #DIV/0! | #DIV/0! | #DIV/0! | #DIV/0! | #DIV/0! | #DIV/0! | #DIV/0! | #DIV/0! | #DIV/0! | #DIV/0! | #DIV/0! | #DIV/0! | #DIV/0! | #DIV/0! | #DIV/0! | #DIV/0! | #DIV/0! | #DIV/0! | #DIV/0! | #DIV/0! | #DIV/0! | #DIV/0! | #DIV/0! | #DIV/0! | #DIV/0! | #DIV/0! | #DIV/0! | #DIV/0! | #DIV/0! | #DIV/0! | #DIV/0! | #DIV/0! | #DIV/0! | #DIV/0! | #DIV/0! | #DIV/0! | #DIV/0! | #DIV/0! | #DIV/0! | #DIV/0! | #DIV/0! | #DIV/0! | #DIV/0! | #DIV/0! | #DIV/0! | #DIV/0! | #DIV/0! | #DIV/0! | #DIV/0! | #DIV/0! | #DIV/0! | #DIV/0! | #DIV/0! | #DIV/0! | #DIV/0! | #DIV/0! | #DIV/0! | #DIV/0! | #DIV/0! | #DIV/0! | #DIV/0! | #DIV/0! | #DIV/0! | #DIV/0! | #DIV/0! | #DIV/0! | #DIV/0! | #DIV/0! | #DIV/0! | #DIV/0! | #DIV/0! | #DIV/0! | #DIV/0! | #DIV/0! | #DIV/0! | #DIV/0! | #DIV/0! | #DIV/0! | #DIV/0! | #DIV/0! | #DIV/0! | #DIV/0! | #DIV/0! | #DIV/0! | #DIV/0! | #DIV/0! | #DIV/0! | #DIV/0! | #DIV/0! | #DIV/0! | #DIV/0! | #DIV/0! | #DIV/0! | #DIV/0! | #DIV/0! | #DIV/0! | #DIV/0! | #DIV/0! | #DIV/0! | #DIV/0! | #DIV/0! | #DIV/0! | #DIV/0! | #DIV/0! | #DIV/0! | #DIV/0! | #DIV/0! | #DIV/0! | #DIV/0! | #DIV/0! | #DIV/0! | #DIV/0! | #DIV/0! | #DIV/0! | #DIV/0! | #DIV/0! | #DIV/0! | #DIV/0! | #DIV/0! | #DIV/0! | #DIV/0! | #DIV/0! | #DIV/0! | #DIV/0! | #DIV/0! | #DIV/0! | #DIV/0! | #DIV/0! | #DIV/0! | #DIV/0! | #DIV/0! | #DIV/0! | #DIV/0! | #DIV/0! | #DIV/0! | #DIV/0! | #DIV/0! | #DIV/0! | #DIV/0! | #DIV/0! | #DIV/0! | #DIV/0! | #DIV/0! | #DIV/0! | #DIV/0! | #DIV/0! | #DIV/0! | #DIV/0! | #DIV/0! | #DIV/0! | #DIV/0! | #DIV/0! | #DIV/0! | #DIV/0! | #DIV/0! | #DIV/0! | #DIV/0! | #DIV/0! | #DIV/0! | #DIV/0! | #DIV/0! | #DIV/0! | #DIV/0! | #DIV/0! | #DIV/0! | #DIV/0! | #DIV/0! | #DIV/0! | #DIV/0! | #DIV/0! | #DIV/0! | #DIV/0! | #DIV/0! | #DIV/0! | #DIV/0! | #DIV/0! | #DIV/0! | #DIV/0! | #DIV/0! | #DIV/0! | #DIV/0! | #DIV/0! | #DIV/0! | #DIV/0! | #DIV/0! | #DIV/0! | #DIV/0! | #DIV/0! | #DIV/0! | #DIV/0! | #DIV/0! | #DIV/0! | #DIV/0! | #DIV/0! | #DIV/0! | #DIV/0! | #DIV/0! | #DIV/0! | #DIV/0! | #DIV/0! | #DIV/0! | #DIV/0! | #DIV/0! | #DIV/0! | #DIV/0! | #DIV/0! | #DIV/0! | #DIV/0! | #DIV/0! | #DIV/0! | #DIV/0! | #DIV/0! | #DIV/0! | #DIV/0! | #DIV/0! | #DIV/0! | #DIV/0! | #DIV/0! | #DIV/0! | #DIV/0! | #DIV/0! | #DIV/0! | #DIV/0! | #DIV/0! | #DIV/0! | #DIV/0! | #DIV/0! | #DIV/0! | #DIV/0! | #DIV/0! | #DIV/0! | #DIV/0! | #DIV/0! | #DIV/0! | #DIV/0! | #DIV/0! | #DIV/0! | #DIV/0! | #DIV/0! | #DIV/0! | #DIV/0! | #DIV/0! | #DIV/0! | #DIV/0! | #DIV/0! | #DIV/0! | #DIV/0! | #DIV/0! | #DIV/0! | #DIV/0! | #DIV/0! | #DIV/0! | 0 | 0 | 0 | 0 | 0 | 0 | 0 | 0 | 0 | 0 | 0 | 0 | 0 | 0 | 0 | 0 | 0 | 0 | 0 | 0 | 0 | 0 | 0 | 0 | 0 | 0 | 0 | 0 | 0 | 0 | 0 | 0 | 0 | 0 | 0 | 0 | 0 | 0 | 0 | 0 | 0 | 0 | 0 | 0 | 0 | 0 | 0 | 0 | 0 | 0 | 0 | 0 | 0 | 0 | 0 | 0 | 0 | 0 | 0 | 0 | 0 | #DIV/0! | #DIV/0! | #DIV/0! | #DIV/0! | #DIV/0! | #DIV/0! | 0 | 0 | #DIV/0! | 0 | 0
56 | [14 empty] | 0 | 0 | 0 | 0 | 0 | 0 | 0 | 0 | 0 | 0 | 0 |  |  |  |  | 0 | 0 | 0 | 0 | 0 | 0 | 0 | 0 | 0 | 0 | 0 | 0 | 0 | 0 | 0 | 0 | 0 | 0 | 0 | 0 | 0 | 0 | 0 | 0 | 0 | 0 | 0 |  | 0 |  | 0 |  | 0 | 0 | 0 | 0 | 0 | 0 | 0 | 0 | 0 | [7 empty] | 0 | 0 | 1 | 0 | 0 | 0 |  | #DIV/0! | #DIV/0! | #DIV/0! | #DIV/0! | #DIV/0! | #DIV/0! | #DIV/0! | #DIV/0! | #DIV/0! | #DIV/0! | #DIV/0! | #DIV/0! | #DIV/0! | #DIV/0! | #DIV/0! | #DIV/0! | #DIV/0! | #DIV/0! | #DIV/0! | #DIV/0! | #DIV/0! | #DIV/0! | #DIV/0! | #DIV/0! | #DIV/0! | #DIV/0! | #DIV/0! | #DIV/0! | #DIV/0! | #DIV/0! | #DIV/0! | #DIV/0! | #DIV/0! | #DIV/0! | #DIV/0! | #DIV/0! | #DIV/0! | #DIV/0! | #DIV/0! | #DIV/0! | #DIV/0! | #DIV/0! | #DIV/0! | #DIV/0! | #DIV/0! | #DIV/0! | #DIV/0! | #DIV/0! | #DIV/0! | #DIV/0! | #DIV/0! | #DIV/0! | #DIV/0! | #DIV/0! | #DIV/0! | #DIV/0! | #DIV/0! | #DIV/0! | #DIV/0! | #DIV/0! | #DIV/0! | #DIV/0! | #DIV/0! | #DIV/0! | #DIV/0! | #DIV/0! | #DIV/0! | #DIV/0! | #DIV/0! | #DIV/0! | #DIV/0! | #DIV/0! | #DIV/0! | #DIV/0! | #DIV/0! | #DIV/0! | #DIV/0! | #DIV/0! | #DIV/0! | #DIV/0! | #DIV/0! | #DIV/0! | #DIV/0! | #DIV/0! | #DIV/0! | #DIV/0! | #DIV/0! | #DIV/0! | #DIV/0! | #DIV/0! | #DIV/0! | #DIV/0! | #DIV/0! | #DIV/0! | #DIV/0! | #DIV/0! | #DIV/0! | #DIV/0! | #DIV/0! | #DIV/0! | #DIV/0! | #DIV/0! | #DIV/0! | #DIV/0! | #DIV/0! | #DIV/0! | #DIV/0! | #DIV/0! | #DIV/0! | #DIV/0! | #DIV/0! | #DIV/0! | #DIV/0! | #DIV/0! | #DIV/0! | #DIV/0! | #DIV/0! | #DIV/0! | #DIV/0! | #DIV/0! | #DIV/0! | #DIV/0! | #DIV/0! | #DIV/0! | #DIV/0! | #DIV/0! | #DIV/0! | #DIV/0! | #DIV/0! | #DIV/0! | #DIV/0! | #DIV/0! | #DIV/0! | #DIV/0! | #DIV/0! | #DIV/0! | #DIV/0! | #DIV/0! | #DIV/0! | #DIV/0! | #DIV/0! | #DIV/0! | #DIV/0! | #DIV/0! | #DIV/0! | #DIV/0! | #DIV/0! | #DIV/0! | #DIV/0! | #DIV/0! | #DIV/0! | #DIV/0! | #DIV/0! | #DIV/0! | #DIV/0! | #DIV/0! | #DIV/0! | #DIV/0! | #DIV/0! | #DIV/0! | #DIV/0! | #DIV/0! | #DIV/0! | #DIV/0! | #DIV/0! | #DIV/0! | #DIV/0! | #DIV/0! | #DIV/0! | #DIV/0! | #DIV/0! | #DIV/0! | #DIV/0! | #DIV/0! | #DIV/0! | #DIV/0! | #DIV/0! | #DIV/0! | #DIV/0! | #DIV/0! | #DIV/0! | #DIV/0! | #DIV/0! | #DIV/0! | #DIV/0! | #DIV/0! | #DIV/0! | #DIV/0! | #DIV/0! | #DIV/0! | #DIV/0! | #DIV/0! | #DIV/0! | #DIV/0! | #DIV/0! | #DIV/0! | #DIV/0! | #DIV/0! | #DIV/0! | #DIV/0! | #DIV/0! | #DIV/0! | #DIV/0! | #DIV/0! | #DIV/0! | #DIV/0! | #DIV/0! | #DIV/0! | #DIV/0! | #DIV/0! | #DIV/0! | #DIV/0! | #DIV/0! | #DIV/0! | #DIV/0! | #DIV/0! | #DIV/0! | #DIV/0! | #DIV/0! | #DIV/0! | #DIV/0! | #DIV/0! | #DIV/0! | #DIV/0! | #DIV/0! | #DIV/0! | #DIV/0! | #DIV/0! | #DIV/0! | #DIV/0! | #DIV/0! | #DIV/0! | #DIV/0! | #DIV/0! | #DIV/0! | #DIV/0! | #DIV/0! | #DIV/0! | #DIV/0! | #DIV/0! | #DIV/0! | #DIV/0! | #DIV/0! | #DIV/0! | #DIV/0! | #DIV/0! | #DIV/0! | #DIV/0! | #DIV/0! | #DIV/0! | #DIV/0! | #DIV/0! | #DIV/0! | #DIV/0! | #DIV/0! | #DIV/0! | #DIV/0! | #DIV/0! | #DIV/0! | #DIV/0! | #DIV/0! | #DIV/0! | #DIV/0! | #DIV/0! | #DIV/0! | #DIV/0! | #DIV/0! | #DIV/0! | #DIV/0! | #DIV/0! | #DIV/0! | #DIV/0! | #DIV/0! | #DIV/0! | #DIV/0! | #DIV/0! | #DIV/0! | #DIV/0! | #DIV/0! | #DIV/0! | #DIV/0! | #DIV/0! | #DIV/0! | #DIV/0! | #DIV/0! | #DIV/0! | #DIV/0! | #DIV/0! | #DIV/0! | #DIV/0! | #DIV/0! | #DIV/0! | #DIV/0! | #DIV/0! | #DIV/0! | #DIV/0! | #DIV/0! | #DIV/0! | #DIV/0! | #DIV/0! | #DIV/0! | #DIV/0! | #DIV/0! | #DIV/0! | #DIV/0! | #DIV/0! | #DIV/0! | #DIV/0! | #DIV/0! | #DIV/0! | #DIV/0! | #DIV/0! | #DIV/0! | #DIV/0! | #DIV/0! | #DIV/0! | #DIV/0! | #DIV/0! | #DIV/0! | #DIV/0! | #DIV/0! | #DIV/0! | #DIV/0! | #DIV/0! | #DIV/0! | #DIV/0! | #DIV/0! | #DIV/0! | #DIV/0! | #DIV/0! | #DIV/0! | #DIV/0! | #DIV/0! | #DIV/0! | #DIV/0! | #DIV/0! | #DIV/0! | #DIV/0! | #DIV/0! | #DIV/0! | #DIV/0! | #DIV/0! | #DIV/0! | #DIV/0! | #DIV/0! | #DIV/0! | #DIV/0! | #DIV/0! | #DIV/0! | #DIV/0! | #DIV/0! | #DIV/0! | #DIV/0! | #DIV/0! | #DIV/0! | #DIV/0! | #DIV/0! | #DIV/0! | #DIV/0! | #DIV/0! | 0 | 0 | 0 | 0 | 0 | 0 | 0 | 0 | 0 | 0 | 0 | 0 | 0 | 0 | 0 | 0 | 0 | 0 | 0 | 0 | 0 | 0 | 0 | 0 | 0 | 0 | 0 | 0 | 0 | 0 | 0 | 0 | 0 | 0 | 0 | 0 | 0 | 0 | 0 | 0 | 0 | 0 | 0 | 0 | 0 | 0 | 0 | 0 | 0 | 0 | 0 | 0 | 0 | 0 | 0 | 0 | 0 | 0 | 0 | 0 | 0 | #DIV/0! | #DIV/0! | #DIV/0! | #DIV/0! | #DIV/0! | #DIV/0! | 0 | 0 | #DIV/0! | 0 | 0
57 | [14 empty] | 0 | 0 | 0 | 0 | 0 | 0 | 0 | 0 | 0 | 0 | 0 |  |  |  |  | 0 | 0 | 0 | 0 | 0 | 0 | 0 | 0 | 0 | 0 | 0 | 0 | 0 | 0 | 0 | 0 | 0 | 0 | 0 | 0 | 0 | 0 | 0 | 0 | 0 | 0 | 0 |  | 0 |  | 0 |  | 0 | 0 | 0 | 0 | 0 | 0 | 0 | 0 | 0 | [7 empty] | 0 | 0 | 1 | 0 | 0 | 0 |  | #DIV/0! | #DIV/0! | #DIV/0! | #DIV/0! | #DIV/0! | #DIV/0! | #DIV/0! | #DIV/0! | #DIV/0! | #DIV/0! | #DIV/0! | #DIV/0! | #DIV/0! | #DIV/0! | #DIV/0! | #DIV/0! | #DIV/0! | #DIV/0! | #DIV/0! | #DIV/0! | #DIV/0! | #DIV/0! | #DIV/0! | #DIV/0! | #DIV/0! | #DIV/0! | #DIV/0! | #DIV/0! | #DIV/0! | #DIV/0! | #DIV/0! | #DIV/0! | #DIV/0! | #DIV/0! | #DIV/0! | #DIV/0! | #DIV/0! | #DIV/0! | #DIV/0! | #DIV/0! | #DIV/0! | #DIV/0! | #DIV/0! | #DIV/0! | #DIV/0! | #DIV/0! | #DIV/0! | #DIV/0! | #DIV/0! | #DIV/0! | #DIV/0! | #DIV/0! | #DIV/0! | #DIV/0! | #DIV/0! | #DIV/0! | #DIV/0! | #DIV/0! | #DIV/0! | #DIV/0! | #DIV/0! | #DIV/0! | #DIV/0! | #DIV/0! | #DIV/0! | #DIV/0! | #DIV/0! | #DIV/0! | #DIV/0! | #DIV/0! | #DIV/0! | #DIV/0! | #DIV/0! | #DIV/0! | #DIV/0! | #DIV/0! | #DIV/0! | #DIV/0! | #DIV/0! | #DIV/0! | #DIV/0! | #DIV/0! | #DIV/0! | #DIV/0! | #DIV/0! | #DIV/0! | #DIV/0! | #DIV/0! | #DIV/0! | #DIV/0! | #DIV/0! | #DIV/0! | #DIV/0! | #DIV/0! | #DIV/0! | #DIV/0! | #DIV/0! | #DIV/0! | #DIV/0! | #DIV/0! | #DIV/0! | #DIV/0! | #DIV/0! | #DIV/0! | #DIV/0! | #DIV/0! | #DIV/0! | #DIV/0! | #DIV/0! | #DIV/0! | #DIV/0! | #DIV/0! | #DIV/0! | #DIV/0! | #DIV/0! | #DIV/0! | #DIV/0! | #DIV/0! | #DIV/0! | #DIV/0! | #DIV/0! | #DIV/0! | #DIV/0! | #DIV/0! | #DIV/0! | #DIV/0! | #DIV/0! | #DIV/0! | #DIV/0! | #DIV/0! | #DIV/0! | #DIV/0! | #DIV/0! | #DIV/0! | #DIV/0! | #DIV/0! | #DIV/0! | #DIV/0! | #DIV/0! | #DIV/0! | #DIV/0! | #DIV/0! | #DIV/0! | #DIV/0! | #DIV/0! | #DIV/0! | #DIV/0! | #DIV/0! | #DIV/0! | #DIV/0! | #DIV/0! | #DIV/0! | #DIV/0! | #DIV/0! | #DIV/0! | #DIV/0! | #DIV/0! | #DIV/0! | #DIV/0! | #DIV/0! | #DIV/0! | #DIV/0! | #DIV/0! | #DIV/0! | #DIV/0! | #DIV/0! | #DIV/0! | #DIV/0! | #DIV/0! | #DIV/0! | #DIV/0! | #DIV/0! | #DIV/0! | #DIV/0! | #DIV/0! | #DIV/0! | #DIV/0! | #DIV/0! | #DIV/0! | #DIV/0! | #DIV/0! | #DIV/0! | #DIV/0! | #DIV/0! | #DIV/0! | #DIV/0! | #DIV/0! | #DIV/0! | #DIV/0! | #DIV/0! | #DIV/0! | #DIV/0! | #DIV/0! | #DIV/0! | #DIV/0! | #DIV/0! | #DIV/0! | #DIV/0! | #DIV/0! | #DIV/0! | #DIV/0! | #DIV/0! | #DIV/0! | #DIV/0! | #DIV/0! | #DIV/0! | #DIV/0! | #DIV/0! | #DIV/0! | #DIV/0! | #DIV/0! | #DIV/0! | #DIV/0! | #DIV/0! | #DIV/0! | #DIV/0! | #DIV/0! | #DIV/0! | #DIV/0! | #DIV/0! | #DIV/0! | #DIV/0! | #DIV/0! | #DIV/0! | #DIV/0! | #DIV/0! | #DIV/0! | #DIV/0! | #DIV/0! | #DIV/0! | #DIV/0! | #DIV/0! | #DIV/0! | #DIV/0! | #DIV/0! | #DIV/0! | #DIV/0! | #DIV/0! | #DIV/0! | #DIV/0! | #DIV/0! | #DIV/0! | #DIV/0! | #DIV/0! | #DIV/0! | #DIV/0! | #DIV/0! | #DIV/0! | #DIV/0! | #DIV/0! | #DIV/0! | #DIV/0! | #DIV/0! | #DIV/0! | #DIV/0! | #DIV/0! | #DIV/0! | #DIV/0! | #DIV/0! | #DIV/0! | #DIV/0! | #DIV/0! | #DIV/0! | #DIV/0! | #DIV/0! | #DIV/0! | #DIV/0! | #DIV/0! | #DIV/0! | #DIV/0! | #DIV/0! | #DIV/0! | #DIV/0! | #DIV/0! | #DIV/0! | #DIV/0! | #DIV/0! | #DIV/0! | #DIV/0! | #DIV/0! | #DIV/0! | #DIV/0! | #DIV/0! | #DIV/0! | #DIV/0! | #DIV/0! | #DIV/0! | #DIV/0! | #DIV/0! | #DIV/0! | #DIV/0! | #DIV/0! | #DIV/0! | #DIV/0! | #DIV/0! | #DIV/0! | #DIV/0! | #DIV/0! | #DIV/0! | #DIV/0! | #DIV/0! | #DIV/0! | #DIV/0! | #DIV/0! | #DIV/0! | #DIV/0! | #DIV/0! | #DIV/0! | #DIV/0! | #DIV/0! | #DIV/0! | #DIV/0! | #DIV/0! | #DIV/0! | #DIV/0! | #DIV/0! | #DIV/0! | #DIV/0! | #DIV/0! | #DIV/0! | #DIV/0! | #DIV/0! | #DIV/0! | #DIV/0! | #DIV/0! | #DIV/0! | #DIV/0! | #DIV/0! | #DIV/0! | #DIV/0! | #DIV/0! | #DIV/0! | #DIV/0! | #DIV/0! | #DIV/0! | #DIV/0! | #DIV/0! | #DIV/0! | #DIV/0! | #DIV/0! | #DIV/0! | #DIV/0! | #DIV/0! | #DIV/0! | #DIV/0! | #DIV/0! | #DIV/0! | #DIV/0! | #DIV/0! | #DIV/0! | #DIV/0! | #DIV/0! | #DIV/0! | #DIV/0! | #DIV/0! | #DIV/0! | #DIV/0! | #DIV/0! | #DIV/0! | #DIV/0! | 0 | 0 | 0 | 0 | 0 | 0 | 0 | 0 | 0 | 0 | 0 | 0 | 0 | 0 | 0 | 0 | 0 | 0 | 0 | 0 | 0 | 0 | 0 | 0 | 0 | 0 | 0 | 0 | 0 | 0 | 0 | 0 | 0 | 0 | 0 | 0 | 0 | 0 | 0 | 0 | 0 | 0 | 0 | 0 | 0 | 0 | 0 | 0 | 0 | 0 | 0 | 0 | 0 | 0 | 0 | 0 | 0 | 0 | 0 | 0 | 0 | #DIV/0! | #DIV/0! | #DIV/0! | #DIV/0! | #DIV/0! | #DIV/0! | 0 | 0 | #DIV/0! | 0 | 0
58 | [14 empty] | 0 | 0 | 0 | 0 | 0 | 0 | 0 | 0 | 0 | 0 | 0 |  |  |  |  | 0 | 0 | 0 | 0 | 0 | 0 | 0 | 0 | 0 | 0 | 0 | 0 | 0 | 0 | 0 | 0 | 0 | 0 | 0 | 0 | 0 | 0 | 0 | 0 | 0 | 0 | 0 |  | 0 |  | 0 |  | 0 | 0 | 0 | 0 | 0 | 0 | 0 | 0 | 0 | [7 empty] | 0 | 0 | 1 | 0 | 0 | 0 |  | #DIV/0! | #DIV/0! | #DIV/0! | #DIV/0! | #DIV/0! | #DIV/0! | #DIV/0! | #DIV/0! | #DIV/0! | #DIV/0! | #DIV/0! | #DIV/0! | #DIV/0! | #DIV/0! | #DIV/0! | #DIV/0! | #DIV/0! | #DIV/0! | #DIV/0! | #DIV/0! | #DIV/0! | #DIV/0! | #DIV/0! | #DIV/0! | #DIV/0! | #DIV/0! | #DIV/0! | #DIV/0! | #DIV/0! | #DIV/0! | #DIV/0! | #DIV/0! | #DIV/0! | #DIV/0! | #DIV/0! | #DIV/0! | #DIV/0! | #DIV/0! | #DIV/0! | #DIV/0! | #DIV/0! | #DIV/0! | #DIV/0! | #DIV/0! | #DIV/0! | #DIV/0! | #DIV/0! | #DIV/0! | #DIV/0! | #DIV/0! | #DIV/0! | #DIV/0! | #DIV/0! | #DIV/0! | #DIV/0! | #DIV/0! | #DIV/0! | #DIV/0! | #DIV/0! | #DIV/0! | #DIV/0! | #DIV/0! | #DIV/0! | #DIV/0! | #DIV/0! | #DIV/0! | #DIV/0! | #DIV/0! | #DIV/0! | #DIV/0! | #DIV/0! | #DIV/0! | #DIV/0! | #DIV/0! | #DIV/0! | #DIV/0! | #DIV/0! | #DIV/0! | #DIV/0! | #DIV/0! | #DIV/0! | #DIV/0! | #DIV/0! | #DIV/0! | #DIV/0! | #DIV/0! | #DIV/0! | #DIV/0! | #DIV/0! | #DIV/0! | #DIV/0! | #DIV/0! | #DIV/0! | #DIV/0! | #DIV/0! | #DIV/0! | #DIV/0! | #DIV/0! | #DIV/0! | #DIV/0! | #DIV/0! | #DIV/0! | #DIV/0! | #DIV/0! | #DIV/0! | #DIV/0! | #DIV/0! | #DIV/0! | #DIV/0! | #DIV/0! | #DIV/0! | #DIV/0! | #DIV/0! | #DIV/0! | #DIV/0! | #DIV/0! | #DIV/0! | #DIV/0! | #DIV/0! | #DIV/0! | #DIV/0! | #DIV/0! | #DIV/0! | #DIV/0! | #DIV/0! | #DIV/0! | #DIV/0! | #DIV/0! | #DIV/0! | #DIV/0! | #DIV/0! | #DIV/0! | #DIV/0! | #DIV/0! | #DIV/0! | #DIV/0! | #DIV/0! | #DIV/0! | #DIV/0! | #DIV/0! | #DIV/0! | #DIV/0! | #DIV/0! | #DIV/0! | #DIV/0! | #DIV/0! | #DIV/0! | #DIV/0! | #DIV/0! | #DIV/0! | #DIV/0! | #DIV/0! | #DIV/0! | #DIV/0! | #DIV/0! | #DIV/0! | #DIV/0! | #DIV/0! | #DIV/0! | #DIV/0! | #DIV/0! | #DIV/0! | #DIV/0! | #DIV/0! | #DIV/0! | #DIV/0! | #DIV/0! | #DIV/0! | #DIV/0! | #DIV/0! | #DIV/0! | #DIV/0! | #DIV/0! | #DIV/0! | #DIV/0! | #DIV/0! | #DIV/0! | #DIV/0! | #DIV/0! | #DIV/0! | #DIV/0! | #DIV/0! | #DIV/0! | #DIV/0! | #DIV/0! | #DIV/0! | #DIV/0! | #DIV/0! | #DIV/0! | #DIV/0! | #DIV/0! | #DIV/0! | #DIV/0! | #DIV/0! | #DIV/0! | #DIV/0! | #DIV/0! | #DIV/0! | #DIV/0! | #DIV/0! | #DIV/0! | #DIV/0! | #DIV/0! | #DIV/0! | #DIV/0! | #DIV/0! | #DIV/0! | #DIV/0! | #DIV/0! | #DIV/0! | #DIV/0! | #DIV/0! | #DIV/0! | #DIV/0! | #DIV/0! | #DIV/0! | #DIV/0! | #DIV/0! | #DIV/0! | #DIV/0! | #DIV/0! | #DIV/0! | #DIV/0! | #DIV/0! | #DIV/0! | #DIV/0! | #DIV/0! | #DIV/0! | #DIV/0! | #DIV/0! | #DIV/0! | #DIV/0! | #DIV/0! | #DIV/0! | #DIV/0! | #DIV/0! | #DIV/0! | #DIV/0! | #DIV/0! | #DIV/0! | #DIV/0! | #DIV/0! | #DIV/0! | #DIV/0! | #DIV/0! | #DIV/0! | #DIV/0! | #DIV/0! | #DIV/0! | #DIV/0! | #DIV/0! | #DIV/0! | #DIV/0! | #DIV/0! | #DIV/0! | #DIV/0! | #DIV/0! | #DIV/0! | #DIV/0! | #DIV/0! | #DIV/0! | #DIV/0! | #DIV/0! | #DIV/0! | #DIV/0! | #DIV/0! | #DIV/0! | #DIV/0! | #DIV/0! | #DIV/0! | #DIV/0! | #DIV/0! | #DIV/0! | #DIV/0! | #DIV/0! | #DIV/0! | #DIV/0! | #DIV/0! | #DIV/0! | #DIV/0! | #DIV/0! | #DIV/0! | #DIV/0! | #DIV/0! | #DIV/0! | #DIV/0! | #DIV/0! | #DIV/0! | #DIV/0! | #DIV/0! | #DIV/0! | #DIV/0! | #DIV/0! | #DIV/0! | #DIV/0! | #DIV/0! | #DIV/0! | #DIV/0! | #DIV/0! | #DIV/0! | #DIV/0! | #DIV/0! | #DIV/0! | #DIV/0! | #DIV/0! | #DIV/0! | #DIV/0! | #DIV/0! | #DIV/0! | #DIV/0! | #DIV/0! | #DIV/0! | #DIV/0! | #DIV/0! | #DIV/0! | #DIV/0! | #DIV/0! | #DIV/0! | #DIV/0! | #DIV/0! | #DIV/0! | #DIV/0! | #DIV/0! | #DIV/0! | #DIV/0! | #DIV/0! | #DIV/0! | #DIV/0! | #DIV/0! | #DIV/0! | #DIV/0! | #DIV/0! | #DIV/0! | #DIV/0! | #DIV/0! | #DIV/0! | #DIV/0! | #DIV/0! | #DIV/0! | #DIV/0! | #DIV/0! | #DIV/0! | #DIV/0! | #DIV/0! | #DIV/0! | #DIV/0! | #DIV/0! | #DIV/0! | #DIV/0! | #DIV/0! | #DIV/0! | #DIV/0! | #DIV/0! | #DIV/0! | #DIV/0! | #DIV/0! | #DIV/0! | #DIV/0! | #DIV/0! | #DIV/0! | 0 | 0 | 0 | 0 | 0 | 0 | 0 | 0 | 0 | 0 | 0 | 0 | 0 | 0 | 0 | 0 | 0 | 0 | 0 | 0 | 0 | 0 | 0 | 0 | 0 | 0 | 0 | 0 | 0 | 0 | 0 | 0 | 0 | 0 | 0 | 0 | 0 | 0 | 0 | 0 | 0 | 0 | 0 | 0 | 0 | 0 | 0 | 0 | 0 | 0 | 0 | 0 | 0 | 0 | 0 | 0 | 0 | 0 | 0 | 0 | 0 | #DIV/0! | #DIV/0! | #DIV/0! | #DIV/0! | #DIV/0! | #DIV/0! | 0 | 0 | #DIV/0! | 0 | 0
59 | [14 empty] | 0 | 0 | 0 | 0 | 0 | 0 | 0 | 0 | 0 | 0 | 0 |  |  |  |  | 0 | 0 | 0 | 0 | 0 | 0 | 0 | 0 | 0 | 0 | 0 | 0 | 0 | 0 | 0 | 0 | 0 | 0 | 0 | 0 | 0 | 0 | 0 | 0 | 0 | 0 | 0 |  | 0 |  | 0 |  | 0 | 0 | 0 | 0 | 0 | 0 | 0 | 0 | 0 | [7 empty] | 0 | 0 | 1 | 0 | 0 | 0 |  | #DIV/0! | #DIV/0! | #DIV/0! | #DIV/0! | #DIV/0! | #DIV/0! | #DIV/0! | #DIV/0! | #DIV/0! | #DIV/0! | #DIV/0! | #DIV/0! | #DIV/0! | #DIV/0! | #DIV/0! | #DIV/0! | #DIV/0! | #DIV/0! | #DIV/0! | #DIV/0! | #DIV/0! | #DIV/0! | #DIV/0! | #DIV/0! | #DIV/0! | #DIV/0! | #DIV/0! | #DIV/0! | #DIV/0! | #DIV/0! | #DIV/0! | #DIV/0! | #DIV/0! | #DIV/0! | #DIV/0! | #DIV/0! | #DIV/0! | #DIV/0! | #DIV/0! | #DIV/0! | #DIV/0! | #DIV/0! | #DIV/0! | #DIV/0! | #DIV/0! | #DIV/0! | #DIV/0! | #DIV/0! | #DIV/0! | #DIV/0! | #DIV/0! | #DIV/0! | #DIV/0! | #DIV/0! | #DIV/0! | #DIV/0! | #DIV/0! | #DIV/0! | #DIV/0! | #DIV/0! | #DIV/0! | #DIV/0! | #DIV/0! | #DIV/0! | #DIV/0! | #DIV/0! | #DIV/0! | #DIV/0! | #DIV/0! | #DIV/0! | #DIV/0! | #DIV/0! | #DIV/0! | #DIV/0! | #DIV/0! | #DIV/0! | #DIV/0! | #DIV/0! | #DIV/0! | #DIV/0! | #DIV/0! | #DIV/0! | #DIV/0! | #DIV/0! | #DIV/0! | #DIV/0! | #DIV/0! | #DIV/0! | #DIV/0! | #DIV/0! | #DIV/0! | #DIV/0! | #DIV/0! | #DIV/0! | #DIV/0! | #DIV/0! | #DIV/0! | #DIV/0! | #DIV/0! | #DIV/0! | #DIV/0! | #DIV/0! | #DIV/0! | #DIV/0! | #DIV/0! | #DIV/0! | #DIV/0! | #DIV/0! | #DIV/0! | #DIV/0! | #DIV/0! | #DIV/0! | #DIV/0! | #DIV/0! | #DIV/0! | #DIV/0! | #DIV/0! | #DIV/0! | #DIV/0! | #DIV/0! | #DIV/0! | #DIV/0! | #DIV/0! | #DIV/0! | #DIV/0! | #DIV/0! | #DIV/0! | #DIV/0! | #DIV/0! | #DIV/0! | #DIV/0! | #DIV/0! | #DIV/0! | #DIV/0! | #DIV/0! | #DIV/0! | #DIV/0! | #DIV/0! | #DIV/0! | #DIV/0! | #DIV/0! | #DIV/0! | #DIV/0! | #DIV/0! | #DIV/0! | #DIV/0! | #DIV/0! | #DIV/0! | #DIV/0! | #DIV/0! | #DIV/0! | #DIV/0! | #DIV/0! | #DIV/0! | #DIV/0! | #DIV/0! | #DIV/0! | #DIV/0! | #DIV/0! | #DIV/0! | #DIV/0! | #DIV/0! | #DIV/0! | #DIV/0! | #DIV/0! | #DIV/0! | #DIV/0! | #DIV/0! | #DIV/0! | #DIV/0! | #DIV/0! | #DIV/0! | #DIV/0! | #DIV/0! | #DIV/0! | #DIV/0! | #DIV/0! | #DIV/0! | #DIV/0! | #DIV/0! | #DIV/0! | #DIV/0! | #DIV/0! | #DIV/0! | #DIV/0! | #DIV/0! | #DIV/0! | #DIV/0! | #DIV/0! | #DIV/0! | #DIV/0! | #DIV/0! | #DIV/0! | #DIV/0! | #DIV/0! | #DIV/0! | #DIV/0! | #DIV/0! | #DIV/0! | #DIV/0! | #DIV/0! | #DIV/0! | #DIV/0! | #DIV/0! | #DIV/0! | #DIV/0! | #DIV/0! | #DIV/0! | #DIV/0! | #DIV/0! | #DIV/0! | #DIV/0! | #DIV/0! | #DIV/0! | #DIV/0! | #DIV/0! | #DIV/0! | #DIV/0! | #DIV/0! | #DIV/0! | #DIV/0! | #DIV/0! | #DIV/0! | #DIV/0! | #DIV/0! | #DIV/0! | #DIV/0! | #DIV/0! | #DIV/0! | #DIV/0! | #DIV/0! | #DIV/0! | #DIV/0! | #DIV/0! | #DIV/0! | #DIV/0! | #DIV/0! | #DIV/0! | #DIV/0! | #DIV/0! | #DIV/0! | #DIV/0! | #DIV/0! | #DIV/0! | #DIV/0! | #DIV/0! | #DIV/0! | #DIV/0! | #DIV/0! | #DIV/0! | #DIV/0! | #DIV/0! | #DIV/0! | #DIV/0! | #DIV/0! | #DIV/0! | #DIV/0! | #DIV/0! | #DIV/0! | #DIV/0! | #DIV/0! | #DIV/0! | #DIV/0! | #DIV/0! | #DIV/0! | #DIV/0! | #DIV/0! | #DIV/0! | #DIV/0! | #DIV/0! | #DIV/0! | #DIV/0! | #DIV/0! | #DIV/0! | #DIV/0! | #DIV/0! | #DIV/0! | #DIV/0! | #DIV/0! | #DIV/0! | #DIV/0! | #DIV/0! | #DIV/0! | #DIV/0! | #DIV/0! | #DIV/0! | #DIV/0! | #DIV/0! | #DIV/0! | #DIV/0! | #DIV/0! | #DIV/0! | #DIV/0! | #DIV/0! | #DIV/0! | #DIV/0! | #DIV/0! | #DIV/0! | #DIV/0! | #DIV/0! | #DIV/0! | #DIV/0! | #DIV/0! | #DIV/0! | #DIV/0! | #DIV/0! | #DIV/0! | #DIV/0! | #DIV/0! | #DIV/0! | #DIV/0! | #DIV/0! | #DIV/0! | #DIV/0! | #DIV/0! | #DIV/0! | #DIV/0! | #DIV/0! | #DIV/0! | #DIV/0! | #DIV/0! | #DIV/0! | #DIV/0! | #DIV/0! | #DIV/0! | #DIV/0! | #DIV/0! | #DIV/0! | #DIV/0! | #DIV/0! | #DIV/0! | #DIV/0! | #DIV/0! | #DIV/0! | #DIV/0! | #DIV/0! | #DIV/0! | #DIV/0! | #DIV/0! | #DIV/0! | #DIV/0! | #DIV/0! | #DIV/0! | #DIV/0! | #DIV/0! | #DIV/0! | #DIV/0! | #DIV/0! | #DIV/0! | #DIV/0! | #DIV/0! | #DIV/0! | #DIV/0! | #DIV/0! | #DIV/0! | #DIV/0! | #DIV/0! | #DIV/0! | #DIV/0! | #DIV/0! | 0 | 0 | 0 | 0 | 0 | 0 | 0 | 0 | 0 | 0 | 0 | 0 | 0 | 0 | 0 | 0 | 0 | 0 | 0 | 0 | 0 | 0 | 0 | 0 | 0 | 0 | 0 | 0 | 0 | 0 | 0 | 0 | 0 | 0 | 0 | 0 | 0 | 0 | 0 | 0 | 0 | 0 | 0 | 0 | 0 | 0 | 0 | 0 | 0 | 0 | 0 | 0 | 0 | 0 | 0 | 0 | 0 | 0 | 0 | 0 | 0 | #DIV/0! | #DIV/0! | #DIV/0! | #DIV/0! | #DIV/0! | #DIV/0! | 0 | 0 | #DIV/0! | 0 | 0
60 | [14 empty] | 0 | 0 | 0 | 0 | 0 | 0 | 0 | 0 | 0 | 0 | 0 |  |  |  |  | 0 | 0 | 0 | 0 | 0 | 0 | 0 | 0 | 0 | 0 | 0 | 0 | 0 | 0 | 0 | 0 | 0 | 0 | 0 | 0 | 0 | 0 | 0 | 0 | 0 | 0 | 0 |  | 0 |  | 0 |  | 0 | 0 | 0 | 0 | 0 | 0 | 0 | 0 | 0 | [7 empty] | 0 | 0 | 1 | 0 | 0 | 0 |  | #DIV/0! | #DIV/0! | #DIV/0! | #DIV/0! | #DIV/0! | #DIV/0! | #DIV/0! | #DIV/0! | #DIV/0! | #DIV/0! | #DIV/0! | #DIV/0! | #DIV/0! | #DIV/0! | #DIV/0! | #DIV/0! | #DIV/0! | #DIV/0! | #DIV/0! | #DIV/0! | #DIV/0! | #DIV/0! | #DIV/0! | #DIV/0! | #DIV/0! | #DIV/0! | #DIV/0! | #DIV/0! | #DIV/0! | #DIV/0! | #DIV/0! | #DIV/0! | #DIV/0! | #DIV/0! | #DIV/0! | #DIV/0! | #DIV/0! | #DIV/0! | #DIV/0! | #DIV/0! | #DIV/0! | #DIV/0! | #DIV/0! | #DIV/0! | #DIV/0! | #DIV/0! | #DIV/0! | #DIV/0! | #DIV/0! | #DIV/0! | #DIV/0! | #DIV/0! | #DIV/0! | #DIV/0! | #DIV/0! | #DIV/0! | #DIV/0! | #DIV/0! | #DIV/0! | #DIV/0! | #DIV/0! | #DIV/0! | #DIV/0! | #DIV/0! | #DIV/0! | #DIV/0! | #DIV/0! | #DIV/0! | #DIV/0! | #DIV/0! | #DIV/0! | #DIV/0! | #DIV/0! | #DIV/0! | #DIV/0! | #DIV/0! | #DIV/0! | #DIV/0! | #DIV/0! | #DIV/0! | #DIV/0! | #DIV/0! | #DIV/0! | #DIV/0! | #DIV/0! | #DIV/0! | #DIV/0! | #DIV/0! | #DIV/0! | #DIV/0! | #DIV/0! | #DIV/0! | #DIV/0! | #DIV/0! | #DIV/0! | #DIV/0! | #DIV/0! | #DIV/0! | #DIV/0! | #DIV/0! | #DIV/0! | #DIV/0! | #DIV/0! | #DIV/0! | #DIV/0! | #DIV/0! | #DIV/0! | #DIV/0! | #DIV/0! | #DIV/0! | #DIV/0! | #DIV/0! | #DIV/0! | #DIV/0! | #DIV/0! | #DIV/0! | #DIV/0! | #DIV/0! | #DIV/0! | #DIV/0! | #DIV/0! | #DIV/0! | #DIV/0! | #DIV/0! | #DIV/0! | #DIV/0! | #DIV/0! | #DIV/0! | #DIV/0! | #DIV/0! | #DIV/0! | #DIV/0! | #DIV/0! | #DIV/0! | #DIV/0! | #DIV/0! | #DIV/0! | #DIV/0! | #DIV/0! | #DIV/0! | #DIV/0! | #DIV/0! | #DIV/0! | #DIV/0! | #DIV/0! | #DIV/0! | #DIV/0! | #DIV/0! | #DIV/0! | #DIV/0! | #DIV/0! | #DIV/0! | #DIV/0! | #DIV/0! | #DIV/0! | #DIV/0! | #DIV/0! | #DIV/0! | #DIV/0! | #DIV/0! | #DIV/0! | #DIV/0! | #DIV/0! | #DIV/0! | #DIV/0! | #DIV/0! | #DIV/0! | #DIV/0! | #DIV/0! | #DIV/0! | #DIV/0! | #DIV/0! | #DIV/0! | #DIV/0! | #DIV/0! | #DIV/0! | #DIV/0! | #DIV/0! | #DIV/0! | #DIV/0! | #DIV/0! | #DIV/0! | #DIV/0! | #DIV/0! | #DIV/0! | #DIV/0! | #DIV/0! | #DIV/0! | #DIV/0! | #DIV/0! | #DIV/0! | #DIV/0! | #DIV/0! | #DIV/0! | #DIV/0! | #DIV/0! | #DIV/0! | #DIV/0! | #DIV/0! | #DIV/0! | #DIV/0! | #DIV/0! | #DIV/0! | #DIV/0! | #DIV/0! | #DIV/0! | #DIV/0! | #DIV/0! | #DIV/0! | #DIV/0! | #DIV/0! | #DIV/0! | #DIV/0! | #DIV/0! | #DIV/0! | #DIV/0! | #DIV/0! | #DIV/0! | #DIV/0! | #DIV/0! | #DIV/0! | #DIV/0! | #DIV/0! | #DIV/0! | #DIV/0! | #DIV/0! | #DIV/0! | #DIV/0! | #DIV/0! | #DIV/0! | #DIV/0! | #DIV/0! | #DIV/0! | #DIV/0! | #DIV/0! | #DIV/0! | #DIV/0! | #DIV/0! | #DIV/0! | #DIV/0! | #DIV/0! | #DIV/0! | #DIV/0! | #DIV/0! | #DIV/0! | #DIV/0! | #DIV/0! | #DIV/0! | #DIV/0! | #DIV/0! | #DIV/0! | #DIV/0! | #DIV/0! | #DIV/0! | #DIV/0! | #DIV/0! | #DIV/0! | #DIV/0! | #DIV/0! | #DIV/0! | #DIV/0! | #DIV/0! | #DIV/0! | #DIV/0! | #DIV/0! | #DIV/0! | #DIV/0! | #DIV/0! | #DIV/0! | #DIV/0! | #DIV/0! | #DIV/0! | #DIV/0! | #DIV/0! | #DIV/0! | #DIV/0! | #DIV/0! | #DIV/0! | #DIV/0! | #DIV/0! | #DIV/0! | #DIV/0! | #DIV/0! | #DIV/0! | #DIV/0! | #DIV/0! | #DIV/0! | #DIV/0! | #DIV/0! | #DIV/0! | #DIV/0! | #DIV/0! | #DIV/0! | #DIV/0! | #DIV/0! | #DIV/0! | #DIV/0! | #DIV/0! | #DIV/0! | #DIV/0! | #DIV/0! | #DIV/0! | #DIV/0! | #DIV/0! | #DIV/0! | #DIV/0! | #DIV/0! | #DIV/0! | #DIV/0! | #DIV/0! | #DIV/0! | #DIV/0! | #DIV/0! | #DIV/0! | #DIV/0! | #DIV/0! | #DIV/0! | #DIV/0! | #DIV/0! | #DIV/0! | #DIV/0! | #DIV/0! | #DIV/0! | #DIV/0! | #DIV/0! | #DIV/0! | #DIV/0! | #DIV/0! | #DIV/0! | #DIV/0! | #DIV/0! | #DIV/0! | #DIV/0! | #DIV/0! | #DIV/0! | #DIV/0! | #DIV/0! | #DIV/0! | #DIV/0! | #DIV/0! | #DIV/0! | #DIV/0! | #DIV/0! | #DIV/0! | #DIV/0! | #DIV/0! | #DIV/0! | #DIV/0! | #DIV/0! | #DIV/0! | #DIV/0! | #DIV/0! | #DIV/0! | #DIV/0! | #DIV/0! | #DIV/0! | #DIV/0! | #DIV/0! | #DIV/0! | #DIV/0! | 0 | 0 | 0 | 0 | 0 | 0 | 0 | 0 | 0 | 0 | 0 | 0 | 0 | 0 | 0 | 0 | 0 | 0 | 0 | 0 | 0 | 0 | 0 | 0 | 0 | 0 | 0 | 0 | 0 | 0 | 0 | 0 | 0 | 0 | 0 | 0 | 0 | 0 | 0 | 0 | 0 | 0 | 0 | 0 | 0 | 0 | 0 | 0 | 0 | 0 | 0 | 0 | 0 | 0 | 0 | 0 | 0 | 0 | 0 | 0 | 0 | #DIV/0! | #DIV/0! | #DIV/0! | #DIV/0! | #DIV/0! | #DIV/0! | 0 | 0 | #DIV/0! | 0 | 0
| time (minutes) | 0.98333 |  | Flow Rate Initial Esitimate(cfm) | 247.5878
| Estimated pump head (ft) | 25 |  | Time According to Estimate(s) | 81.1597
| Mannings coeff | 0.013 |  | Readjust Flow Rate | 180 | [9 empty] | Water Kinematic Viscosity (sf/s) | 1.08e-05 | Typical Loss Coeffiences
| slope(ft/ft) | 0.010417 | [14 empty] | angle valve | 5
| time(s) | 59 | [12 empty] | Roughness Factors | ε (ft) | bend close return | 2.2
Reference: *2013 ASHRAE HANDBOOK FUNDAMENTALS I-P EDITION *Mechanical Engineering Reference Manual for the PE Exam Twelfth Edition,Michael R.Lindeburg,PE | [16 empty] | butterfly valve (2 in to 8 in) | 45
[9 empty] | alpha version 2.0.0 Ping Ren | [5 empty] | plastic | 5e-06 | butterfly valve (10 in to 14 in) | 35
[15 empty] | copper and brass | 5e-06 | butterfly valve (16 in to 24 in) | 25
[15 empty] | steel | 0.0002 | check valve swing fully open | 2.3
[15 empty] | plain cast iron | 0.008 | corrugated bends | 1.6
[15 empty] | concrete | 0.004 | elbow 90 stdard | 0.9
[15 empty] | cumulative volume (gallon) | 243.4614 | elbow 90 long radius | 0.6
[15 empty] | flowrate (gpm) | 247.5878 | elbow 45 | 0.42
[15 empty] | Additional Roughness Factors | ε (ft) | gate valve fully open | 0.19
[15 empty] | galvanized iron | 0.0005 | gate valve 1/4 closed | 1.15
[15 empty] | asphalted cast iron | 0.0004 | gate valve 1/2 closed | 5.6
[15 empty] | Flow rate(cfs) | 0.40104 | gate valve 3/4 closed | 24
[15 empty] | Mannings coeff | 0.013 | globe valve | 10
[15 empty] | slope(ft/ft) | 0.010417 | meter disk or wobble | 10
[17 empty] | meter rotary | 10
[17 empty] | meter reciprocating position | 15
[17 empty] | meter turbine wheel(double flow) | 7.5
[17 empty] | tee standard branch | 1.8
Additional K values 1
[17 empty] | pipe exit | 1
[17 empty] | pipe entrance reentrant | 0.78
[17 empty] | pipe entrance sharp-edged | 0.5
[17 empty] | pipe entrance rounded diameter 0.02 | 0.28
[17 empty] | pipe entrance rounded diameter 0.04 | 0.24
[17 empty] | pipe entrance rounded diameter 0.06 | 0.15
[17 empty] | pipe entrance rounded diameter 0.10 | 0.09
[17 empty] | pipe entrance rounded diameter 0.15 | 0.04
Additional K values 2
[17 empty] | tee standard through flow | 0.5
[17 empty] | elbow 90 miter | 1.3
[17 empty] | elbow 90 miter with turning vanes | 0.2